## 2025 Pricing Rework (hidden)
[5 empty] | MANUAL DATA ENTRY |  |  | PN's w/ leading 0 |  |  |  | EDITS
[12 empty] | 2021-07-01 | PRICE AUDIT updates per Pat / Leo |  |  |  |  | DJH
|  |  |  | ***READ THIS BEFORE UPDATING PRICING*** | [7 empty] | 2021-07-27 | SS Anomoly EDITS to Quoter from SAP |  |  |  |  | DJH
|  |  |  | Exceptions - Tools (+10%) B291-B320 / Gaskets no Vlookup B14-B23 / Reducing Pipe adapters no in price list B5-B7 / Tools B9-B13 | [7 empty] | 2021-12-13 | Update PRODUCTS AVAILABLE to quote |  |  |  |  | DJH
|  |  |  | ***BLUE COLUMNS NOT FROM ATLAS COPSO'S QUOTER*** | [7 empty] | 2022-01-12 | PRICING UPDATE |  |  |  |  | DJH
NAME |  |  | CUSTOMER PRICE SHOWN | [8 empty] | 2022-01-25 | PIPE LIST PRICE ADJUSTMENTS |  |  |  |  | DJH
2811646280 |  | 163.73 | 139.17 | Reduction Pipe adapters | [7 empty] | 2022-02-11 | SS Tools ADJUSTMENT ^5% Only |  |  |  |  | DJH
2811746280 |  | 240.72 | 204.62 | Reduction Pipe adapters | [7 empty] | 2022-03-18 | EDITED Calculation Formulas |  |  |  |  | DJH
2811756280 |  | 284.33 | 241.81 | Reduction Pipe adapters | [6 empty] | Multiply by 1.0 | 2022-04-11 | AIRnet PRICE CHANGES - GLOBAL |  |  |  |  | DJH
[10 empty] | Tools | 1.1
|  |  |  | Tools | [5 empty] | All Others | 0.85
2810802800 |  | 67.27 | 73.99 | Tools |  |  |  | Insert Atlas Copco's Price Increase Here Column D | Paste Column M as 2 digit number | Round Column "M" | Multiply by | PASTE HERE \/ \/ \/
4027132308 |  |  | 98.76 | Tools |  |  |  | 1 |  |  | 0.85 | PART NUMBER | DESCRIPTION | Vlookup latest Pricing Column AC | List Price 2025 Sept | List Price 2025 April | List Price 2024.1 | LIST PRICES_2023 | Tool Pricing | PART NUMBER | DESCRIPTION | LIST PRICE - NEW Sept 2025 | PART NUMBER | DESCRIPTION | LIST PRICES_JANUARY_1_2024 | PART NUMBER | DESCRIPTION | LIST PRICE - NEW
462360123 |  | 16.54 | 18.19 | Tools | ACCESSORIES |  |  |  | 0 | 0 | 0 | 0462101105 | Torque Head | 146.38 | 146.38 | 128.4 | 113.63 | 118.17 | 76.73 | 0462101105 | HEAD DRIVE | 146.38 | 0462101105 | Torque Head | 113.63 | 0462101105 | HEAD DRIVE | 128.4
2810084100 |  | 812.87 | 894.16 | Tools | ACCESSORIES |  |  |  | 0 | 0 | 0 | 0462360123 | HEX. DRIVE SOCKET | 16.54 | 16.54 | 14.51 | 12.84 | 13.39 |  | 0462360123 | HEX. DRIVE SOCKET | 16.54 | 0462360123 | HEX. DRIVE SOCKET | 12.84 | 0462360123 | HEX. DRIVE SOCKET | 14.51
AIRnet PN |  | Local List $ |  |  | ACCESSORIES |  |  |  | 0 | 0 | 0 | 0462709421 | TORQUE INDICATOR | 216.91 | 216.91 | 190.27 | 168.38 | 175.11 | 210.57 | 0462709421 | TORQUE INDICATOR | 216.91 | 0462709421 | TORQUE INDICATOR | 168.38 | 0462709421 | TORQUE INDICATOR | 190.27
|  |  | AAP Pricing pasted from Column "L" - ***Actual price shown in this Quoter*** | [8 empty] | 0650010006 | Flat Gasket 100mm | 43.39 | 43.39 |  | 32.41 | 32.41 |  | 0650010006 | GASKET | 43.39 | 0650010006 | Flat Gasket 100mm | 32.41 | 0650010006 | GASKET | 38.06
|  | List Price Atlas Copco | Calculate Manually | TEXT PRICES ONLY, NO VlookUp | ACCESSORIES |  |  |  | 0 | 0 | 0 | 0650010009 | Gasket D54 2" | 53.08 | 53.08 | 46.56 | 40.18 | 40.18 |  | 0650010009 | GASKET | 53.08 | 0650010009 | Gasket D54 2" | 40.18 | 0650010009 | GASKET | 46.56
0650 0100 16 | 2 1/2" | 51.92 | 44.13 | Flat Gasket 63mm | 2" | SS | 650010009 | 46.56 | 39.58 | 39.58 | 39.576 | 0650010016 | Flat Gasket 63mm | 51.92 | 51.92 | 45.54 | 39.27 | 39.27 |  | 0650010016 | GASKET | 51.92 | 0650010016 | Flat Gasket 63mm | 39.27 | 0650010016 | GASKET | 45.54
0650 1001 27 | 3" | 31.28 | 48.88 | Flat Gasket 80mm SS also | 1/2" | SS | 650010043 | 15.3 | 13.01 | 13.01 | 13.005 | 0650010043 | Gasket D15 1/2" | 17.44 | 17.44 | 15.3 | 13.17 | 13.17 |  | 0650010043 | GASKET | 17.44 | 0650010043 | Gasket D15 1/2" | 13.17 | 0650010043 | GASKET | 15.3
0650 0100 06 | 4" | 43.39 | 49.99 | Flat Gasket 100mm SS also | 1" | SS | 650010106 | 27.04 | 22.98 | 22.98 | 22.984 | 0650010106 | Gasket D28 1" | 30.83 | 30.83 | 27.04 | 21.43 | 21.43 |  | 0650010106 | GASKET | 30.83 | 0650010106 | Gasket D28 1" | 21.43 | 0650010106 | GASKET | 27.04
0650 1001 25 | 6" | 101.68 | 86.42 | Flat Gasket 158mm Enter MANUALLY | 1 1/2" | SS | 650100087 | 21.5 | 18.28 | 18.28 | 18.275 | 0650100087 | Gasket D42 1 1/2" | 24.51 | 24.51 | 21.5 | 17.02 | 17.02 |  | 0650100087 | GASKET TYPE 1 61 X 87 X 2 | 24.51 | 0650100087 | Gasket D42 1 1/2" | 17.02 | 0650100087 | GASKET TYPE 1 61 X 87 X 2 | 21.5
0650 0100 09 |  | 53.08 | 45.12 | Gasket D54 2" Stainless Steel | 1 1/4" | SS | 650100112 | 13.62 | 11.58 | 11.58 | 11.577 | 0650100112 | Gasket D35 1 1/4" | 15.53 | 15.53 | 13.62 | 11.59 | 11.59 |  | 0650100112 | GASKET | 15.53 | 0650100112 | Gasket D35 1 1/4" | 11.59 | 0650100112 | GASKET | 13.62
0650 0100 43 |  | 17.44 | 14.82 | Gasket D15 1/2" Stainless Steel | 2 3/4" | SS | 650100119 | 41.52 | 35.29 | 35.29 | 35.292 | 0650100119 | Gasket D76 2 3/4" | 47.33 | 47.33 | 41.52 | 32.89 | 32.89 |  | 0650100119 | GASKET | 47.33 | 0650100119 | Gasket D76 2 3/4" | 32.89 | 0650100119 | GASKET | 41.52
0650 0101 06 |  | 21.43 | 17.14 | Gasket D28 1" Stainless Steel | [7 empty] | 0650100125 | Flat Gasket 158mm | 101.68 | 101.68 | 89.19 | 73.04 | 73.04 |  | 0650100125 | GASKET TYPE 1 159 X 207 X 2 | 101.68 | 0650100125 | Flat Gasket 158mm | 73.04 | 0650100125 | GASKET TYPE 1 159 X 207 X 2 | 89.19
0650 1000 87 |  | 17.02 | 13.62 | Gasket D42 1 1/2" Stainless Steel | [7 empty] | 0650100127 | Flat Gasket 80mm | 31.28 | 31.28 | 27.44 | 22.63 | 22.63 |  | 0650100127 | GASKET | 31.28 | 0650100127 | Flat Gasket 80mm | 22.63 | 0650100127 | GASKET | 27.44
0650 1001 12 |  | 11.59 | 9.27 | Gasket D35 1 1/4" Stainless Steel | [7 empty] | 1310072276 | ADAPTER:M8 MALEX0.375 UNC FEM | 3.65 | 3.65 | 3.2 | 3.26 | 3.26 |  | 1310072276 | ADAPTER:M8 MALEX0.375 UNC FEM | 3.65 | 1310072276 | ADAPTER:M8 MALEX0.375 UNC FEM | 3.26 | 1310072276 | ADAPTER:M8 MALEX0.375 UNC FEM | 3.2
0650 1001 19 |  | 32.89 | 26.31 | Gasket D76 2 3/4" Stainless Steel | [7 empty] | 1310072282 | VALVE-BALL:0.5FNPT - AIRNET | 29.41 | 29.41 | 25.8 | 22.48 | 22.48 |  | 1310072282 | VALVE-BALL:0.5FNPT - AIRNET | 29.41 | 1310072282 | VALVE-BALL:0.5FNPT - AIRNET | 22.48 | 1310072282 | VALVE-BALL:0.5FNPT - AIRNET | 25.8
[12 empty] | 1310072283 | VALVE-BALL:0.75FNPT - AIRNET | 38.04 | 38.04 | 33.37 | 41 | 41 |  | 1310072283 | VALVE-BALL:0.75FNPT - AIRNET | 38.04 | 1310072283 | VALVE-BALL:0.75FNPT - AIRNET | 41 | 1310072283 | VALVE-BALL:0.75FNPT - AIRNET | 33.37
| List Price Atlas Copco |  | Pricing used for sheets | ALUMINUM AIRnet | [7 empty] | 1310072284 | VALVE-BALL:1.0FNPT - AIRNET | 49.24 | 49.24 | 43.19 | 47.54 | 47.54 |  | 1310072284 | VALVE-BALL:1.0FNPT - AIRNET | 49.24 | 1310072284 | VALVE-BALL:1.0FNPT - AIRNET | 47.54 | 1310072284 | VALVE-BALL:1.0FNPT - AIRNET | 43.19
2811100000 | 72.72 | 0 | 61.81 | Aluminium Pipe 5.7m (18.7ft) |  |  | 2811100000 | 72.72 | 61.81 | 61.81 | 61.812 | 1310072286 | VALVE-BALL:1.5FNPT - AIRNET | 102.27 | 102.27 | 89.71 | 91.16 | 91.16 |  | 1310072286 | VALVE-BALL:1.5FNPT - AIRNET | 102.27 | 1310072286 | VALVE-BALL:1.5FNPT - AIRNET | 91.16 | 1310072286 | VALVE-BALL:1.5FNPT - AIRNET | 89.71
2811200000 | 90.89 | 0 | 77.26 | Aluminium Pipe 5.7m (18.7ft) | 20 |  | 2811200000 | 90.89 | 77.26 | 77.26 | 77.2565 | 1310072287 | VALVE-BALL:2.0FNPT - AIRNET | 267.82 | 267.82 | 234.93 | 267.9 | 267.9 |  | 1310072287 | VALVE-BALL:2.0FNPT - AIRNET | 267.82 | 1310072287 | VALVE-BALL:2.0FNPT - AIRNET | 267.9 | 1310072287 | VALVE-BALL:2.0FNPT - AIRNET | 234.93
2811400000 | 148.53 | 0 | 126.25 | Aluminium Pipe 5.7m (18.7ft) | 25 |  | 2811400000 | 148.53 | 126.25 | 126.25 | 126.2505 | 1310072288 | VALVE-BALL:2.5FNPT - AIRNET | 346.73 | 346.73 | 304.15 | 309.53 | 309.53 |  | 1310072288 | VALVE-BALL:2.5FNPT - AIRNET | 346.73 | 1310072288 | VALVE-BALL:2.5FNPT - AIRNET | 309.53 | 1310072288 | VALVE-BALL:2.5FNPT - AIRNET | 304.15
2811500000 | 200.8 | 0 | 170.68 | Aluminium Pipe 5.7m (18.7ft) | 40 |  | 2811500000 | 200.8 | 170.68 | 170.68 | 170.68 | 1310072289 | VALVE-BALL:3.0FNPT - AIRNET | 1118.04 | 1118.04 | 980.74 | 984.59 | 984.59 |  | 1310072289 | VALVE-BALL:3.0FNPT - AIRNET | 1118.04 | 1310072289 | VALVE-BALL:3.0FNPT - AIRNET | 984.59 | 1310072289 | VALVE-BALL:3.0FNPT - AIRNET | 980.74
2811600000 | 257.25 | 0 | 218.66 | Aluminium Pipe 5.7m (18.7ft) | 50 |  | 2811600000 | 257.25 | 218.66 | 218.66 | 218.6625 | 1310072290 | HOSE:0.375ID X12FT LONG SPIRAL | 46.25 | 46.25 | 40.57 | 41.28 | 41.28 |  | 1310072290 | HOSE:0.375ID X12FT LONG SPIRAL | 46.25 | 1310072290 | HOSE:0.375ID X12FT LONG SPIRAL | 41.28 | 1310072290 | HOSE:0.375ID X12FT LONG SPIRAL | 40.57
2811700000 | 359.74 | 0 | 305.78 | Aluminium Pipe 5.7m (18.7ft) | 63 |  | 2811700000 | 359.74 | 305.78 | 305.78 | 305.779 | 1310072292 | HOSE:0.375ID X20FT LONG SPIRAL | 53.28 | 53.28 | 46.74 | 47.56 | 47.56 |  | 1310072292 | HOSE:0.375ID X20FT LONG SPIRAL | 53.28 | 1310072292 | HOSE:0.375ID X20FT LONG SPIRAL | 47.56 | 1310072292 | HOSE:0.375ID X20FT LONG SPIRAL | 46.74
2811800000 | 501.57 | 0 | 426.33 | Aluminium Pipe 5.7m (18.7ft) | 80 |  | 2811800000 | 501.57 | 426.33 | 426.33 | 426.3345 | 1310072293 | HOSE-REEL:OPEN FOR 50FT .25ID | 699.03 | 699.03 | 613.18 | 618.61 | 618.61 |  | 1310072293 | HOSE-REEL:OPEN FOR 50FT .25ID | 699.03 | 1310072293 | HOSE-REEL:OPEN FOR 50FT .25ID | 618.61 | 1310072293 | HOSE-REEL:OPEN FOR 50FT .25ID | 613.18
2811900000 | 1029.51 | 0 | 875.08 | Aluminium Pipe 5.7m (18.7ft) | 100 |  | 2811900000 | 1029.51 | 875.08 | 875.08 | 875.0835 | 1310072294 | HOSE-REEL:OPEN FOR 50FT .375ID | 848.96 | 848.96 | 744.7 | 947.89 | 947.89 |  | 1310072294 | HOSE-REEL:OPEN FOR 50FT .375ID | 848.96 | 1310072294 | HOSE-REEL:OPEN FOR 50FT .375ID | 947.89 | 1310072294 | HOSE-REEL:OPEN FOR 50FT .375ID | 744.7
2811106301 | #N/A |  |  | Aluminium Pipe 2.85m (9.35ft) DISCONTINUED | 158 |  | 2811106301 | #N/A |  |  |  | 1310072295 | HOSE-REEL:OPEN FOR 30FT .375ID | 683.61 | 683.61 | 599.66 | 604.97 | 604.97 |  | 1310072295 | HOSE-REEL:OPEN FOR 30FT .375ID | 683.61 | 1310072295 | HOSE-REEL:OPEN FOR 30FT .375ID | 604.97 | 1310072295 | HOSE-REEL:OPEN FOR 30FT .375ID | 599.66
2811206301 | 56.08 |  |  | Aluminium Pipe 2.85m (9.35ft) DISCONTINUED | 20 |  | 2811206301 | 56.08 |  |  |  | 1310072296 | HOSE:.375IDX25FT 300PSI SHOP | 97.33 | 97.33 | 85.38 | 86.89 | 87.26 |  | 1310072296 | HOSE:.375IDX25FT 300PSI SHOP | 97.33 | 1310072296 | HOSE:.375IDX25FT 300PSI SHOP | 86.89 | 1310072296 | HOSE:.375IDX25FT 300PSI SHOP | 85.38
2811106200 | 91.6 | 0 | 77.86 | Aluminium Pipe Gray for Vacuum 5.7m (18.7ft) NON-STOCK ITEM | 25 |  | 2811106200 | 91.6 | 77.86 | 77.86 | 77.86 | 1310072297 | HOSE:.375ID X 50FT 300PSI SHOP | 92.73 | 92.73 | 81.34 | 82.78 | 82.78 |  | 1310072297 | HOSE:.375ID X 50FT 300PSI SHOP | 92.73 | 1310072297 | HOSE:.375ID X 50FT 300PSI SHOP | 82.78 | 1310072297 | HOSE:.375ID X 50FT 300PSI SHOP | 81.34
2811406200 | 212.64 | 0 | 180.74 | Aluminium Pipe Gray for Vacuum 5.7m (18.7ft) NON-STOCK ITEM | 20 |  | 2811406200 | 212.64 | 180.74 | 180.74 | 180.744 | 1310072363 | VALVE-BALL:0.5MNPT X 0.5FNPT | 35.4 | 35.4 | 31.05 | 31.17 | 31.17 |  | 1310072363 | VALVE-BALL:0.5MNPT X 0.5FNPT | 35.4 | 1310072363 | VALVE-BALL:0.5MNPT X 0.5FNPT | 31.17 | 1310072363 | VALVE-BALL:0.5MNPT X 0.5FNPT | 31.05
| #N/A |  |  |  | 40 |  |  | #N/A |  |  |  | 1310072373 | HOSE-REEL:ENCLOSED 50FT .25ID | 675.22 | 675.22 | 592.3 | 597.54 | 597.54 |  | 1310072373 | HOSE-REEL:ENCLOSED 50FT .25ID | 675.22 | 1310072373 | HOSE-REEL:ENCLOSED 50FT .25ID | 597.54 | 1310072373 | HOSE-REEL:ENCLOSED 50FT .25ID | 592.3
2811106100 | 84.7 | 0 | 72 | Aluminium Pipe for Inert Gases / Nitrogen 5.7m (18.7') |  |  | 2811106100 | 84.7 | 72 | 72 | 71.995 | 1310072374 | HOSE-REEL:ENCLOSED 50FT .375ID | 806.61 | 806.61 | 707.55 | 713.79 | 713.79 |  | 1310072374 | HOSE-REEL:ENCLOSED 50FT .375ID | 806.61 | 1310072374 | HOSE-REEL:ENCLOSED 50FT .375ID | 713.79 | 1310072374 | HOSE-REEL:ENCLOSED 50FT .375ID | 707.55
2811206100 | 137.26 | 0 | 116.67 | Aluminium Pipe for Inert Gases / Nitrogen 5.7m (18.7') | 20 |  | 2811206100 | 137.26 | 116.67 | 116.67 | 116.671 | 1310072378 | VALVE-BALL:1.25FNPT-AIRNET | 84.62 | 84.62 | 74.23 | 74.5 | 78.53 |  | 1310072378 | VALVE-BALL:1.25FNPT-AIRNET | 84.62 | 1310072378 | VALVE-BALL:1.25FNPT-AIRNET | 74.5 | 1310072378 | VALVE-BALL:1.25FNPT-AIRNET | 74.23
2811406100 | 212.66 | 0 | 180.76 | Aluminium Pipe for Inert Gases / Nitrogen 5.7m (18.7') | 25 |  | 2811406100 | 212.66 | 180.76 | 180.76 | 180.761 | 1310072379 | MOUNTING-HARDWARE:MOUNT SINGLE | 15.83 | 15.83 | 13.89 | 12.29 | 12.29 |  | 1310072379 | MOUNTING-HARDWARE:MOUNT SINGLE | 15.83 | 1310072379 | MOUNTING-HARDWARE:MOUNT SINGLE | 12.29 | 1310072379 | MOUNTING-HARDWARE:MOUNT SINGLE | 13.89
2811506100 | 273.22 | 0 | 232.24 | Aluminium Pipe for Inert Gases / Nitrogen 5.7m (18.7') NON-STOCK ITEM | 40 |  | 2811506100 | 273.22 | 232.24 | 232.24 | 232.237 | 1310072403 | BUSHING-PIPE:1.5"MNPT X1."FNPT | 12.1 | 12.1 | 10.61 | 10.65 | 9.71 |  | 1310072403 | BUSHING-PIPE:1.5"MNPT X1."FNPT | 12.1 | 1310072403 | BUSHING-PIPE:1.5"MNPT X1."FNPT | 10.65 | 1310072403 | BUSHING-PIPE:1.5"MNPT X1."FNPT | 10.61
2811606100 | 360.47 | 0 | 306.4 | Aluminium Pipe for Inert Gases / Nitrogen 5.7m (18.7') NON-STOCK ITEM | 50 |  | 2811606100 | 360.47 | 306.4 | 306.4 | 306.3995 | 1310072884 | VALVE-BALL:3/4"MNPT X 3/4"FNPT | 37.75 | 37.75 | 33.11 | 28.89 | 28.89 |  | 1310072884 | VALVE-BALL:3/4"MNPT X 3/4"FNPT | 37.75 | 1310072884 | VALVE-BALL:3/4"MNPT X 3/4"FNPT | 28.89 | 1310072884 | VALVE-BALL:3/4"MNPT X 3/4"FNPT | 33.11
2811706100 | 473.97 | 0 | 402.87 | Aluminium Pipe for Inert Gases / Nitrogen 5.7m (18.7') NON-STOCK ITEM | 63 |  | 2811706100 | 473.97 | 402.87 | 402.87 | 402.8745 | 1310073077 | COUPLING KIT THR ROD | 23.18 | 23.18 | 20.33 | 20.69 | 20.69 |  | 1310073077 | COUPLING KIT THR ROD | 23.18 | 1310073077 | COUPLING KIT THR ROD | 20.69 | 1310073077 | COUPLING KIT THR ROD | 20.33
2811106705 | 85.02 | 0 | 72.27 | Aluminium Pipe for Inert Gases / Nitrogen 5.7m (18.7') NON-STOCK ITEM | 80 |  | 2811106705 | 85.02 | 72.27 | 72.27 | 72.267 | 1310073099 | COUPLING:3/8F X 5/16F | 2.5 | 2.5 | 2.19 | 1.94 | 1.94 |  | 1310073099 | COUPLING:3/8F X 5/16F | 2.5 | 1310073099 | COUPLING:3/8F X 5/16F | 1.94 | 1310073099 | COUPLING:3/8F X 5/16F | 2.19
2811206705 | 117.71 | 0 | 100.05 | Double S-Bend small 20mm | 20 |  | 2811206705 | 117.71 | 100.05 | 100.05 | 100.0535 | 1310073161 | COUPLING:BOLT 5/16 | 0.24 | 0.24 | 0.21 | 0.19 | 0.19 |  | 1310073161 | COUPLING:BOLT 5/16 | 0.24 | 1310073161 | COUPLING:BOLT 5/16 | 0.19 | 1310073161 | COUPLING:BOLT 5/16 | 0.21
2811112220 | 60.47 | 0 | 51.4 | Double S-Bend Large 25mm | 25 |  | 2811112220 | 60.47 | 51.4 | 51.4 | 51.3995 | 1310073618 | ROD:THREADED 3/8"X 6FT ZINC | 10.84 | 10.84 | 9.51 | 7.42 | 7.42 |  | 1310073618 | ROD:THREADED 3/8"X 6FT ZINC | 10.84 | 1310073618 | ROD:THREADED 3/8"X 6FT ZINC | 7.42 | 1310073618 | ROD:THREADED 3/8"X 6FT ZINC | 9.51
2811212220 | 64.57 | 0 | 54.88 | Pipe Clip - PF Series / 20 pack | 20 |  | 2811212220 | 64.57 | 54.88 | 54.88 | 54.8845 | 1310074250 | 1/4" x 6' THREADED ROD | 3.25 | 3.25 | 2.85 | 2.85 | 2.85 |  | 1310074250 | 1/4" x 6' THREADED ROD | 3.25 | 1310074250 | 1/4" x 6' THREADED ROD | 2.85 | 1310074250 | 1/4" x 6' THREADED ROD | 2.85
2811412220 | 81.4 | 0 | 69.19 | Pipe Clip - PF Series / 20 pack | 25 |  | 2811412220 | 81.4 | 69.19 | 69.19 | 69.19 | 1310074413 | 5/16" x 6' THREADED ROD | 8.16 | 8.16 | 7.16 | 7.2 | 7.2 |  | 1310074413 | 5/16" x 6' THREADED ROD | 8.16 | 1310074413 | 5/16" x 6' THREADED ROD | 7.2 | 1310074413 | 5/16" x 6' THREADED ROD | 7.16
2811512220 | 89.08 | 0 | 75.72 | Pipe Clip - PF Series / 20 pack | 40 |  | 2811512220 | 89.08 | 75.72 | 75.72 | 75.718 | 1310074482 | CLAMP:BEAM-SCREW 1/4" | 6.06 | 6.06 | 5.32 | 8.75 | 8.75 |  | 1310074482 | CLAMP:BEAM-SCREW 1/4" | 6.06 | 1310074482 | CLAMP:BEAM-SCREW 1/4" | 8.75 | 1310074482 | CLAMP:BEAM-SCREW 1/4" | 5.32
2811612220 | 192.34 | 0 | 163.49 | Pipe Clip - PF Series / 20 pack | 50 |  | 2811612220 | 192.34 | 163.49 | 163.49 | 163.489 | 1310074483 | CLAMP:BEAM-SCREW 5/16" | 8.8 | 8.8 | 7.72 | 12.36 | 12.36 |  | 1310074483 | CLAMP:BEAM-SCREW 5/16" | 8.8 | 1310074483 | CLAMP:BEAM-SCREW 5/16" | 12.36 | 1310074483 | CLAMP:BEAM-SCREW 5/16" | 7.72
2811712220 | 209.82 | 0 | 178.35 | Pipe Clip - PF Series / 20 pack | 63 |  | 2811712220 | 209.82 | 178.35 | 178.35 | 178.347 | 1310201169 | BUSHING-PIPE:2"MNPT X1.5"FNPT | 18.15 | 18.15 | 15.92 | 16.2 | 16.2 |  | 1310201169 | BUSHING-PIPE:2"MNPT X1.5"FNPT | 18.15 | 1310201169 | BUSHING-PIPE:2"MNPT X1.5"FNPT | 16.2 | 1310201169 | BUSHING-PIPE:2"MNPT X1.5"FNPT | 15.92
1312101361 | 32.19 | 0 | 27.36 | Pipe Clip - 4 inch ID / 1 each | 80 |  | 1312101361 | 32.19 | 27.36 | 27.36 | 27.3615 | 1310203228 | BUSHING-PIPE:1'MNPT X .75"FNPT | 6.79 | 6.79 | 5.96 | 6.02 | 6.02 |  | 1310203228 | BUSHING-PIPE:1'MNPT X .75"FNPT | 6.79 | 1310203228 | BUSHING-PIPE:1'MNPT X .75"FNPT | 6.02 | 1310203228 | BUSHING-PIPE:1'MNPT X .75"FNPT | 5.96
2810912210 | 256.92 | 0 | 218.38 | Pipe Clip 158 mm - 10 pack | 100 |  | 2810912210 | 256.92 | 218.38 | 218.38 | 218.382 | 1310256082 | BUSHING-PIPE:3.0"MNPT x 2.50" | 52.85 | 52.85 | 46.36 | 46.77 | 46.77 |  | 1310256082 | BUSHING-PIPE:3.0"MNPT x 2.50" | 52.85 | 1310256082 | BUSHING-PIPE:3.0"MNPT x 2.50" | 46.77 | 1310256082 | BUSHING-PIPE:3.0"MNPT x 2.50" | 46.36
2810032710 | 282.41 | 0 | 240.05 | Pipe Clip Spacer 10 pack | 158 |  | 2810032710 | 282.41 | 240.05 | 240.05 | 240.0485 | 1310256325 | BUSHING-PIPE:2.5"MNPT x 2"FNPT | 39.62 | 39.62 | 34.75 | 34.87 | 34.87 |  | 1310256325 | BUSHING-PIPE:2.5"MNPT x 2"FNPT | 39.62 | 1310256325 | BUSHING-PIPE:2.5"MNPT x 2"FNPT | 34.87 | 1310256325 | BUSHING-PIPE:2.5"MNPT x 2"FNPT | 34.75
2810012710 | #N/A | #N/A |  | Pipe Clip Spacer 10 pack | 100 |  | 2810012710 | #N/A |  |  |  | 1310256514 | BUSHING-PIPE:3.0"MNPT X 2.0" | 43.13 | 43.13 | 37.83 | 38.27 | 38.27 |  | 1310256514 | BUSHING-PIPE:3.0"MNPT X 2.0" | 43.13 | 1310256514 | BUSHING-PIPE:3.0"MNPT X 2.0" | 38.27 | 1310256514 | BUSHING-PIPE:3.0"MNPT X 2.0" | 37.83
2811002710 | 25.56 | 0 | 21.73 | Pipe Clip Spacer 10 pack | 40-50-63 |  | 2811002710 | 25.56 | 21.73 | 21.73 | 21.726 | 1312100325 | BUSHING:1/2" X 1/4", STEEL | 4.3 | 4.3 | 3.77 | 3.79 | 3.79 |  | 1312100325 | BUSHING:1/2" X 1/4", STEEL | 4.3 | 1312100325 | BUSHING:1/2" X 1/4", STEEL | 3.79 | 1312100325 | BUSHING:1/2" X 1/4", STEEL | 3.77
2811012710 | 50.92 | 0 | 43.28 | Pipe Clip Spacer 10 pack | 20-25 |  | 2811012710 | 50.92 | 43.28 | 43.28 | 43.282 | 1312100326 | BUSHING:1/2" x 3/8", GALV | 4.33 | 4.33 | 3.8 | 2.79 | 2.79 |  | 1312100326 | BUSHING:1/2" x 3/8", GALV | 4.33 | 1312100326 | BUSHING:1/2" x 3/8", GALV | 2.79 | 1312100326 | BUSHING:1/2" x 3/8", GALV | 3.8
2811022710 | 70.19 | 0 | 59.66 | Pipe Clip Spacer 10 pack | 40-50 |  | 2811022710 | 70.19 | 59.66 | 59.66 | 59.6615 | 1312100335 | BUSHING:3/4" X 1/2", STEEL, | 19.64 | 19.64 | 17.23 | 17.36 | 17.36 |  | 1312100335 | BUSHING:3/4" X 1/2", STEEL, | 19.64 | 1312100335 | BUSHING:3/4" X 1/2", STEEL, | 17.36 | 1312100335 | BUSHING:3/4" X 1/2", STEEL, | 17.23
2811017200 | 3.78 | 0 | 3.21 | ADAPTER 1/4" - 3/8" | 63-80 |  | 2811017200 | 3.78 | 3.21 | 3.21 | 3.213 | 1312100686 | COUPLING:HOSE 1/4"NPT PLUG FEM | 2.77 | 2.77 | 2.43 | 2.15 | 16.27 |  | 1312100686 | COUPLING:HOSE 1/4"NPT PLUG FEM | 2.77 | 1312100686 | COUPLING:HOSE 1/4"NPT PLUG FEM | 2.15 | 1312100686 | COUPLING:HOSE 1/4"NPT PLUG FEM | 2.43
2811027200 | 4.42 | 0 | 3.76 | ADAPTER 5/16" - 3/8" |  |  | 2811027200 | 4.42 | 3.76 | 3.76 | 3.757 | 1312100687 | COUPLING:HOSE 1/4"NPT PLUG MAL | 2.77 | 2.77 | 2.43 | 2.15 | 16.27 |  | 1312100687 | COUPLING:HOSE 1/4"NPT PLUG MAL | 2.77 | 1312100687 | COUPLING:HOSE 1/4"NPT PLUG MAL | 2.15 | 1312100687 | COUPLING:HOSE 1/4"NPT PLUG MAL | 2.43
| #N/A | [6 empty] | #N/A |  |  |  | 1312100941 | COUPLER:1/4" FNPT - ARO | 96.48 | 96.48 | 84.63 | 86.12 | 2.15 |  | 1312100941 | COUPLER:1/4" FNPT - ARO | 96.48 | 1312100941 | COUPLER:1/4" FNPT - ARO | 86.12 | 1312100941 | COUPLER:1/4" FNPT - ARO | 84.63
2811100280 | 23.04 | 0 | 19.58 | Equal socket - PF Series |  |  | 2811100280 | 23.04 | 19.58 | 19.58 | 19.584 | 1312100942 | COUPLER:1/2" MNPT - ARO | 96.5 | 96.5 | 84.65 | 86.15 | 2.15 |  | 1312100942 | COUPLER:1/2" MNPT - ARO | 96.5 | 1312100942 | COUPLER:1/2" MNPT - ARO | 86.15 | 1312100942 | COUPLER:1/2" MNPT - ARO | 84.65
2811200280 | 35.21 | 0 | 29.93 | Equal socket - PF Series | 20 |  | 2811200280 | 35.21 | 29.93 | 29.93 | 29.9285 | 1312100943 | PLUG:1/4" NPT MALE - ARO | 5.26 | 5.26 | 4.61 | 4.69 | 86.5 |  | 1312100943 | PLUG:1/4" NPT MALE - ARO | 5.26 | 1312100943 | PLUG:1/4" NPT MALE - ARO | 4.69 | 1312100943 | PLUG:1/4" NPT MALE - ARO | 4.61
2811400280 | 61.05 | 0 | 51.89 | Equal socket - PF Series | 25 |  | 2811400280 | 61.05 | 51.89 | 51.89 | 51.8925 | 1312100944 | PLUG:1/4" FEMALE NPT - ARO | 5.26 | 5.26 | 4.61 | 4.69 | 86.5 |  | 1312100944 | PLUG:1/4" FEMALE NPT - ARO | 5.26 | 1312100944 | PLUG:1/4" FEMALE NPT - ARO | 4.69 | 1312100944 | PLUG:1/4" FEMALE NPT - ARO | 4.61
2811500280 | 76.77 | 0 | 65.25 | Equal socket - PF Series | 40 |  | 2811500280 | 76.77 | 65.25 | 65.25 | 65.2545 | 1312100945 | Slide Gel Assembly Fluid / case | 226.2 | 226.2 | 198.42 | 485.55 | 4.69 |  | 1312100945 | Slide Gel Assembly Fluid / case | 226.2 | 1312100945 | Slide Gel Assembly Fluid / case | 485.55 | 1312100945 | Slide Gel Assembly Fluid / case | 198.42
2811600290 | 93.75 | 0 | 79.69 | Equal socket - PF Series | 50 |  | 2811600290 | 93.75 | 79.69 | 79.69 | 79.6875 | 1312100946 | COUPLER:1/4" FNPT-IND PROFILE | 36.37 | 36.37 | 31.9 | 32.04 | 4.69 |  | 1312100946 | COUPLER:1/4" FNPT-IND PROFILE | 36.37 | 1312100946 | COUPLER:1/4" FNPT-IND PROFILE | 32.04 | 1312100946 | COUPLER:1/4" FNPT-IND PROFILE | 31.9
2811700290 | 127.46 | 0 | 108.34 | PM Series Equal Union D63 | 63 |  | 2811700290 | 127.46 | 108.34 | 108.34 | 108.341 | 1312100947 | COUPLER:1/2" MNPT-IND PROFILE | 36.37 | 36.37 | 31.9 | 32.04 | 474.39 |  | 1312100947 | COUPLER:1/2" MNPT-IND PROFILE | 36.37 | 1312100947 | COUPLER:1/2" MNPT-IND PROFILE | 32.04 | 1312100947 | COUPLER:1/2" MNPT-IND PROFILE | 31.9
2810880200 | 167 | 0 | 141.95 | PM Series Equal Union D80 | 80 |  | 2810880200 | 167 | 141.95 | 141.95 | 141.95 | 1312100948 | PLUG:1/4" NPT MALE - IND | 8.21 | 8.21 | 7.2 | 7.27 | 32.04 |  | 1312100948 | PLUG:1/4" NPT MALE - IND | 8.21 | 1312100948 | PLUG:1/4" NPT MALE - IND | 7.27 | 1312100948 | PLUG:1/4" NPT MALE - IND | 7.2
2810900200 | 180.28 | 0 | 153.24 | Equal socket | 100 |  | 2810900200 | 180.28 | 153.24 | 153.24 | 153.238 | 1312100949 | PLUG:1/4" NPT FEMALE - IND | 6.68 | 6.68 | 5.86 | 5.97 | 32.04 |  | 1312100949 | PLUG:1/4" NPT FEMALE - IND | 6.68 | 1312100949 | PLUG:1/4" NPT FEMALE - IND | 5.97 | 1312100949 | PLUG:1/4" NPT FEMALE - IND | 5.86
2811212180 | 40.98 | 0 | 34.83 | Reduction socket - D25-D20 PF Series | 158 |  | 2811212180 | 40.98 | 34.83 | 34.83 | 34.833 | 1312100950 | HOSE ASSY 3/4" STRAIGHT 2.5 FT | 255.2 | 255.2 | 223.86 | 225.84 | 7.27 |  | 1312100950 | HOSE ASSY 3/4" STRAIGHT 2.5 FT | 255.2 | 1312100950 | HOSE ASSY 3/4" STRAIGHT 2.5 FT | 225.84 | 1312100950 | HOSE ASSY 3/4" STRAIGHT 2.5 FT | 223.86
2811422180 | 70.45 | 0 | 59.88 | ReductionSocket D40-D25 PF | 26 |  | 2811422180 | 70.45 | 59.88 | 59.88 | 59.8825 | 1312100951 | HOSE ASSY 3/4" STRAIGHT 4.9 FT | 294.36 | 294.36 | 258.21 | 260.49 | 5.97 |  | 1312100951 | HOSE ASSY 3/4" STRAIGHT 4.9 FT | 294.36 | 1312100951 | HOSE ASSY 3/4" STRAIGHT 4.9 FT | 260.49 | 1312100951 | HOSE ASSY 3/4" STRAIGHT 4.9 FT | 258.21
2811542180 | 70.37 | 0 | 59.81 | Reduction socket D50-D40 | 40-20 |  | 2811542180 | 70.37 | 59.81 | 59.81 | 59.8145 | 1312100952 | HOSE ASSY 1" STRAIGHT 2.5 FT | 315.39 | 315.39 | 276.66 | 279.11 | 225.84 | 521.83 | 1312100952 | HOSE ASSY 1" STRAIGHT 2.5 FT | 315.39 | 1312100952 | HOSE ASSY 1" STRAIGHT 2.5 FT | 279.11 | 1312100952 | HOSE ASSY 1" STRAIGHT 2.5 FT | 276.66
2811652190 | 205.74 | 0 | 174.88 | PM Series Linear Reducing Union D63-D50 | 50 |  | 2811652190 | 205.74 | 174.88 | 174.88 | 174.879 | 1312100953 | HOSE ASSY 1" STRAIGHT 4.9 FT | 360.01 | 360.01 | 315.8 | 318.59 | 260.49 |  | 1312100953 | HOSE ASSY 1" STRAIGHT 4.9 FT | 360.01 | 1312100953 | HOSE ASSY 1" STRAIGHT 4.9 FT | 318.59 | 1312100953 | HOSE ASSY 1" STRAIGHT 4.9 FT | 315.8
2811762190 | 254.69 | 0 | 216.49 | PM Series Linear Reducing Union D80-D63 |  |  | 2811762190 | 254.69 | 216.49 | 216.49 | 216.4865 | 1312100954 | HOSE ASSY 1 1/2" STRAIGHT | 576.73 | 576.73 | 505.9 | 507.88 | 279.11 |  | 1312100954 | HOSE ASSY 1 1/2" STRAIGHT | 576.73 | 1312100954 | HOSE ASSY 1 1/2" STRAIGHT | 507.88 | 1312100954 | HOSE ASSY 1 1/2" STRAIGHT | 505.9
2810872100 | 229.95 | 0 | 195.46 | Reduction socket D100-D80 |  |  | 2810872100 | 229.95 | 195.46 | 195.46 | 195.4575 | 1312100955 | HOSE ASSY 2" STRAIGHT 4.9 FT | 900.99 | 900.99 | 790.34 | 797.34 | 318.59 |  | 1312100955 | HOSE ASSY 2" STRAIGHT 4.9 FT | 900.99 | 1312100955 | HOSE ASSY 2" STRAIGHT 4.9 FT | 797.34 | 1312100955 | HOSE ASSY 2" STRAIGHT 4.9 FT | 790.34
2810982100 | 222.89 | 0 | 189.46 | Reduction socket D158 D100 | 100 |  | 2810982100 | 222.89 | 189.46 | 189.46 | 189.4565 | 1312101361 | PIPE CLIP:4+ D100 | 32.19 | 32.19 | 28.24 | 25.99 | 507.88 |  | 1312101361 | PIPE CLIP:4+ D100 | 32.19 | 1312101361 | PIPE CLIP:4+ D100 | 25.99 | 1312101361 | PIPE CLIP:4+ D100 | 28.24
2811100380 | 32.97 | 0 | 28.02 | 90° Elbow - PF Series | 158 |  | 2811100380 | 32.97 | 28.02 | 28.02 | 28.0245 | 1606456104 | BUTTERFLY VALVE | 539.22 | 539.22 | 473 | 394.7 | 797.34 |  | 1606456104 | BUTTERFLY VALVE | 539.22 | 1606456104 | BUTTERFLY VALVE | 394.7 | 1606456104 | BUTTERFLY VALVE | 473
2811200380 | 41.74 | 0 | 35.48 | 90° Elbow - PF Series | 20 |  | 2811200380 | 41.74 | 35.48 | 35.48 | 35.479 | 2810000638 | FIXATION WALLBRACKET VALVE D63 | 56.84 | 56.84 | 49.86 | 50.74 | 25.99 |  | 2810000638 | FIXATION WALLBRACKET VALVE D63 | 56.84 | 2810000638 | FIXATION WALLBRACKET VALVE D63 | 50.74 | 2810000638 | FIXATION WALLBRACKET VALVE D63 | 49.86
2811400380 | 65.24 | 0 | 55.45 | 90° Elbow - PF Series | 25 |  | 2811400380 | 65.24 | 55.45 | 55.45 | 55.454 | 2810000738 | FIXATION WALLBRACKET VALVE D80 | 56.84 | 56.84 | 49.86 | 50.74 | 385.83 |  | 2810000738 | FIXATION WALLBRACKET VALVE D80 | 56.84 | 2810000738 | FIXATION WALLBRACKET VALVE D80 | 50.74 | 2810000738 | FIXATION WALLBRACKET VALVE D80 | 49.86
2811500380 | 87.16 | 0 | 74.09 | 90° Elbow - PF Series | 40 |  | 2811500380 | 87.16 | 74.09 | 74.09 | 74.086 | 2810003005 | 2M C-PROFILE | 159.06 | 159.06 | 139.53 | 142 | 50.97 |  | 2810003005 | 2M C-PROFILE | 159.06 | 2810003005 | 2M C-PROFILE | 142 | 2810003005 | 2M C-PROFILE | 139.53
2811600390 | 151.8 | 0 | 129.03 | PM Series Equal Elbow 90* D63 | 50 |  | 2811600390 | 151.8 | 129.03 | 129.03 | 129.03 | 2810003105 | WALL BRACKET | 149.2 | 149.2 | 130.88 | 133.19 | 50.97 |  | 2810003105 | WALL BRACKET | 149.2 | 2810003105 | WALL BRACKET | 133.19 | 2810003105 | WALL BRACKET | 130.88
2811700390 | 177.76 | 0 | 151.1 | PM Series Equal Elbow 90* D80 |  |  | 2811700390 | 177.76 | 151.1 | 151.1 | 151.096 | 2810003205 | CANTILEVER ARM 300MM | 145.08 | 145.08 | 127.26 | 129.51 | 142.59 |  | 2810003205 | CANTILEVER ARM 300MM | 145.08 | 2810003205 | CANTILEVER ARM 300MM | 129.51 | 2810003205 | CANTILEVER ARM 300MM | 127.26
2810800300 | 215.85 | 0 | 183.47 | 90° Elbow |  |  | 2810800300 | 215.85 | 183.47 | 183.47 | 183.4725 | 2810003310 | T-BOLT M8X30 | 26.41 | 26.41 | 23.17 | 23.57 | 133.75 |  | 2810003310 | T-BOLT M8X30 | 26.41 | 2810003310 | T-BOLT M8X30 | 23.57 | 2810003310 | T-BOLT M8X30 | 23.17
2810900300 | 308.01 | 0 | 261.81 | 90° Elbow | 100 |  | 2810900300 | 308.01 | 261.81 | 261.81 | 261.8085 | 2810003410 | PROTECTION CAP | 15.17 | 15.17 | 13.31 | 13.55 | 130.04 |  | 2810003410 | PROTECTION CAP | 15.17 | 2810003410 | PROTECTION CAP | 13.55 | 2810003410 | PROTECTION CAP | 13.31
2811100480 | 37.1 | 0 | 31.54 | 45° Elbow - PF Series | 158 |  | 2811100480 | 37.1 | 31.54 | 31.54 | 31.535 | 2810003510 | BEAM CLAMP 2-3MM | 76.44 | 76.44 | 67.05 | 68.24 | 23.67 |  | 2810003510 | BEAM CLAMP 2-3MM | 76.44 | 2810003510 | BEAM CLAMP 2-3MM | 68.24 | 2810003510 | BEAM CLAMP 2-3MM | 67.05
2811200480 | 48.91 | 0 | 41.57 | 45° Elbow | 21 |  | 2811200480 | 48.91 | 41.57 | 41.57 | 41.5735 | AIRNET3610 | SCREW BEAM CLAMP | 3.44 | 3.44 | 102.05 | 103.86 | 13.62 |  | 2810003710 | U-BOLT BEAM CLAMP | 146.39 | 2810003610 | SCREW BEAM CLAMP | 103.86 | AIRNET3610 | SCREW BEAM CLAMP | 102.05
2811400480 | 76.64 | 0 | 65.14 | 45° Elbow | 25 |  | 2811400480 | 76.64 | 65.14 | 65.14 | 65.144 | 2810003710 | U-BOLT BEAM CLAMP | 146.39 | 146.39 | 128.41 | 130.69 | 68.24 |  | 2810003810 | HANG CLAMP 1.5-4MM | 74.61 | 2810003710 | U-BOLT BEAM CLAMP | 130.69 | 2810003710 | U-BOLT BEAM CLAMP | 128.41
2811500480 | 95.35 | 0 | 81.05 | 45° Elbow | 40 |  | 2811500480 | 95.35 | 81.05 | 81.05 | 81.0475 | 2810003810 | HANG CLAMP 1.5-4MM | 74.61 | 74.61 | 65.45 | 66.61 | 104.29 |  | 2810003910 | ROOF CLAMP | 46.27 | 2810003810 | HANG CLAMP 1.5-4MM | 66.61 | 2810003810 | HANG CLAMP 1.5-4MM | 65.45
2811600490 | 156.99 | 0 | 133.44 | PM Series Elbow 45* D63 | 50 |  | 2811600490 | 156.99 | 133.44 | 133.44 | 133.4415 | 2810003910 | ROOF CLAMP | 46.27 | 46.27 | 40.59 | 41.31 | 131.25 |  | 2810004000 | TOOL - CUTTER | 130.44 | 2810003910 | ROOF CLAMP | 41.31 | 2810003910 | ROOF CLAMP | 40.59
2811700490 | 194.83 | 0 | 165.61 | PM Series Elbow 45* D80 |  |  | 2811700490 | 194.83 | 165.61 | 165.61 | 165.6055 | 2810004000 | TOOL - CUTTER | 130.44 | 130.44 | 114.42 | 103.08 | 66.89 |  | 2810004100 | TOOL - DEBURRER SM | 47.96 | 2810004000 | TOOL - CUTTER | 103.08 | 2810004000 | TOOL - CUTTER | 114.42
2810800400 | 226.75 | 0 | 192.74 | 45° Elbow |  |  | 2810800400 | 226.75 | 192.74 | 192.74 | 192.7375 | 2810004100 | TOOL - DEBURRER SM | 47.96 | 47.96 | 42.07 | 37.11 | 41.31 |  | 2810004200 | TOOL DEBURRER HOLE | 26.24 | 2810004100 | TOOL - DEBURRER SM | 37.11 | 2810004100 | TOOL - DEBURRER SM | 42.07
2810900400 | 313.15 | 0 | 266.18 | 45° Elbow | 100 |  | 2810900400 | 313.15 | 266.18 | 266.18 | 266.1775 | 2810004200 | TOOL DEBURRER HOLE | 26.24 | 26.24 | 23.02 | 17.65 | 106.6 |  | 2810004300 | TOOL | 6.38 | 2810004200 | TOOL DEBURRER HOLE | 17.65 | 2810004200 | TOOL DEBURRER HOLE | 23.02
2811100580 | 38.53 | 0 | 32.75 | Equal Tee | 158 |  | 2811100580 | 38.53 | 32.75 | 32.75 | 32.7505 | 2810004300 | TOOL | 6.38 | 6.38 | 5.6 | 4.94 | 38.6 |  | 2810004400 | TOOL | 8.24 | 2810004300 | TOOL | 4.94 | 2810004300 | TOOL | 5.6
2811200580 | 50.48 | 0 | 42.91 | Equal Tee | 20 |  | 2811200580 | 50.48 | 42.91 | 42.91 | 42.908 | 2810004400 | TOOL | 8.24 | 8.24 | 7.23 | 6.21 | 18.36 |  | 2810005500 | ANTI WHIP-LASH STRAP 1/2-1.1/4 | 115.27 | 2810004400 | TOOL | 6.21 | 2810004400 | TOOL | 7.23
2811400580 | 69.87 | 0 | 59.39 | Equal Tee | 26 |  | 2811400580 | 69.87 | 59.39 | 59.39 | 59.3895 | 2810005500 | ANTI WHIP-LASH STRAP 1/2-1.1/4 | 115.27 | 115.27 | 101.11 | 102.9 | 5.13 |  | 2810005501 | ANTI WHIP-LASH STRAP 1.1/2-3 | 124.44 | 2810005500 | ANTI WHIP-LASH STRAP 1/2-1.1/4 | 102.9 | 2810005500 | ANTI WHIP-LASH STRAP 1/2-1.1/4 | 101.11
2811500580 | 97.95 | 0 | 83.26 | Equal Tee | 40 |  | 2811500580 | 97.95 | 83.26 | 83.26 | 83.2575 | 2810005501 | ANTI WHIP-LASH STRAP 1.1/2-3 | 124.44 | 124.44 | 109.16 | 111.09 | 6.46 |  | 2810013200 | CANTILEVER ARM L540MM | 40.41 | 2810005501 | ANTI WHIP-LASH STRAP 1.1/2-3 | 111.09 | 2810005501 | ANTI WHIP-LASH STRAP 1.1/2-3 | 109.16
2811600590 | 175.49 | 0 | 149.17 | PM Series Equal Tee D63 | 50 |  | 2811600590 | 175.49 | 149.17 | 149.17 | 149.1665 | 2810013200 | CANTILEVER ARM L540MM | 40.41 | 40.41 | 35.45 | 36.08 | 3.42 |  | 2810013310 | T-BOLT M8X40 | 28.02 | 2810013200 | CANTILEVER ARM L540MM | 36.08 | 2810013200 | CANTILEVER ARM L540MM | 35.45
2811700590 | 228.97 | 0 | 194.62 | PM Series Equal Tee D80 |  |  | 2811700590 | 228.97 | 194.62 | 194.62 | 194.6245 | 2810013310 | T-BOLT M8X40 | 28.02 | 28.02 | 24.58 | 25.01 | 103.35 |  | 2810013510 | BEAM CLAMP 3-8MM | 62.51 | 2810013310 | T-BOLT M8X40 | 25.01 | 2810013310 | T-BOLT M8X40 | 24.58
2810800500 | 253.07 | 0 | 215.11 | Equal Tee D100 |  |  | 2810800500 | 253.07 | 215.11 | 215.11 | 215.1095 | 2810013510 | BEAM CLAMP 3-8MM | 62.51 | 62.51 | 54.83 | 55.8 | 111.56 |  | 2810013810 | HANG CLAMP 4-6.5MM | 147.72 | 2810013510 | BEAM CLAMP 3-8MM | 55.8 | 2810013510 | BEAM CLAMP 3-8MM | 54.83
2810900500 | 346.88 | 0 | 294.85 | Equal Tee D158 | 100 |  | 2810900500 | 346.88 | 294.85 | 294.85 | 294.848 | 2810013810 | HANG CLAMP 4-6.5MM | 147.72 | 147.72 | 129.58 | 131.87 | 36.24 |  | 2810014000 | TOOL | 260.93 | 2810013810 | HANG CLAMP 4-6.5MM | 131.87 | 2810013810 | HANG CLAMP 4-6.5MM | 129.58
2811210780 | 49.73 | 0 | 42.27 | Reduction Tee | 158 |  | 2811210780 | 49.73 | 42.27 | 42.27 | 42.2705 | 2810014000 | TOOL | 260.93 | 260.93 | 228.89 | 201.89 | 25.12 |  | 2810014100 | TOOL | 155.17 | 2810014000 | TOOL | 201.89 | 2810014000 | TOOL | 228.89
2811410780 | 76.37 | 0 | 64.91 | Reduction Tee | 25 |  | 2811410780 | 76.37 | 64.91 | 64.91 | 64.9145 | 2810014100 | TOOL | 155.17 | 155.17 | 136.11 | 104.4 | 56.04 |  | 2810014300 | TOOL | 6.28 | 2810014100 | TOOL | 104.4 | 2810014100 | TOOL | 136.11
2811420780 | 78.55 | 0 | 66.77 | Reduction Tee | 25 |  | 2811420780 | 78.55 | 66.77 | 66.77 | 66.7675 | 2810014300 | TOOL | 6.28 | 6.28 | 5.51 | 4.87 | 132.41 |  | 2810014800 | TUBE GYMNA CONTACTGEL 0.5L | 16.72 | 2810014300 | TOOL | 4.87 | 2810014300 | TOOL | 5.51
2811510780 | 107.33 | 0 | 91.23 | Reduction Tee | 40 |  | 2811510780 | 107.33 | 91.23 | 91.23 | 91.2305 | 2810014800 | TUBE GYMNA CONTACTGEL 0.5L | 16.72 | 16.72 | 14.67 | 12.86 | 209.96 | 180.31 | 2810022710 | SPACER | 345.94 | 2810014800 | TUBE GYMNA CONTACTGEL 0.5L | 12.86 | 2810014800 | TUBE GYMNA CONTACTGEL 0.5L | 14.67
2811520780 | 127.65 | 0 | 108.5 | Reduction Tee | 50 |  | 2811520780 | 127.65 | 108.5 | 108.5 | 108.5025 | 2810022710 | SPACER | 345.94 | 345.94 | 303.46 | 308.83 | 135.9 | 55.97 | 2810023510 | BEAM CLAMP 8-14MM | 66.29 | 2810022710 | SPACER | 308.83 | 2810022710 | SPACER | 303.46
2811540780 | 166.2 | 0 | 141.27 | Reduction Tee | 50 |  | 2811540780 | 166.2 | 141.27 | 141.27 | 141.27 | 2810023510 | BEAM CLAMP 8-14MM | 66.29 | 66.29 | 58.15 | 59.18 | 5.06 | 25.6 | 2810023805 | Gripple Loop Hangers 5' - 5 pack | 45.38 | 2810023510 | BEAM CLAMP 8-14MM | 59.18 | 2810023510 | BEAM CLAMP 8-14MM | 58.15
2811640790 | 196.07 | 0 | 166.66 | PM Series Reducing Tee D63-D40 | 50 |  | 2811640790 | 196.07 | 166.66 | 166.66 | 166.6595 | 2810023805 | Gripple Loop Hangers 5' - 5 pack | 45.38 | 45.38 | 39.81 | 40.16 | 13.4 | 10.52 | 2810023810 | Gripple Loop Hangers 5' - 10 pack | 125.81 | 2810023805 | Gripple Loop Hangers 5' - 5 pack | 40.16 | 2810023805 | Gripple Loop Hangers 5' - 5 pack | 39.81
2811650790 | 210.14 | 0 | 178.62 | PM Series Reducing Tee D63-D50 |  |  | 2811650790 | 210.14 | 178.62 | 178.62 | 178.619 | 2810023810 | Gripple Loop Hangers 5' - 10 pack | 125.81 | 125.81 | 110.36 | 110.81 | 310.16 | 10.71 | 2810024000 | TOOL CUTTER 100-170MM | 363.81 | 2810023810 | Gripple Loop Hangers 5' - 10 pack | 110.81 | 2810023810 | Gripple Loop Hangers 5' - 10 pack | 110.36
2811740790 | 240.79 | 0 | 204.67 | PM Series Reduction Tee D80-D40 |  |  | 2811740790 | 240.79 | 204.67 | 204.67 | 204.6715 | 2810024000 | TOOL CUTTER 100-170MM | 363.81 | 363.81 | 319.13 | 258.21 | 59.42 | 3.99 | 2810024300 | TOOL DRIL BIT D24 | 5.23 | 2810024000 | TOOL CUTTER 100-170MM | 258.21 | 2810024000 | TOOL CUTTER 100-170MM | 319.13
2811750790 | 250.47 | 0 | 212.9 | PM Series Reduction Tee D80-D50 |  |  | 2811750790 | 250.47 | 212.9 | 212.9 | 212.8995 | 2810024300 | TOOL DRIL BIT D24 | 5.23 | 5.23 | 4.59 | 5.1 | 40.16 |  | 2810024800 | LUBRICATOR IKV H-1 AIRNET | 314.7 | 2810024300 | TOOL DRIL BIT D24 | 5.1 | 2810024300 | TOOL DRIL BIT D24 | 4.59
2811760790 | 254.7 | 0 | 216.5 | PM Series Reduction Tee D80-D63 |  |  | 2811760790 | 254.7 | 216.5 | 216.5 | 216.495 | 2810024800 | LUBRICATOR IKV H-1 AIRNET | 314.7 | 314.7 | 276.05 | 244.29 | 106.71 |  | 2810025005 | SET Q= 5 BRACKET | 110.32 | 2810024800 | LUBRICATOR IKV H-1 AIRNET | 244.29 | 2810024800 | LUBRICATOR IKV H-1 AIRNET | 276.05
2810850700 | 239.53 | 0 | 203.6 | Reduction Tee |  |  | 2810850700 | 239.53 | 203.6 | 203.6 | 203.6005 | 2810025005 | SET Q= 5 BRACKET | 110.32 | 110.32 | 96.77 | 98.49 | 269.2 |  | 2810025408 | SET CONNECTION | 127.62 | 2810025005 | SET Q= 5 BRACKET | 98.49 | 2810025005 | SET Q= 5 BRACKET | 96.77
2810860700 | 245.16 | 0 | 208.39 | Reduction Tee | 100 |  | 2810860700 | 245.16 | 208.39 | 208.39 | 208.386 | 2810025408 | SET CONNECTION | 127.62 | 127.62 | 111.95 | 99.07 | 5.33 |  | 2810032710 | CLIP SPACER D100-FL SUP Q=10 | 282.41 | 2810025408 | SET CONNECTION | 99.07 | 2810025408 | SET CONNECTION | 111.95
2810870700 | 273.68 | 0 | 232.63 | Reduction Tee | 100 |  | 2810870700 | 273.68 | 232.63 | 232.63 | 232.628 | 2810032710 | CLIP SPACER D100-FL SUP Q=10 | 282.41 | 282.41 | 247.73 | 252.11 | 254.67 |  | 2810033310 | T-BOLT M8X80 | 30.97 | 2810032710 | CLIP SPACER D100-FL SUP Q=10 | 252.11 | 2810032710 | CLIP SPACER D100-FL SUP Q=10 | 247.73
2810970700 | 285.17 | 0 | 242.39 | Reduction Tee | 100 |  | 2810970700 | 285.17 | 242.39 | 242.39 | 242.3945 | 2810033310 | T-BOLT M8X80 | 30.97 | 30.97 | 27.17 | 27.65 | 98.9 |  | 2810033510 | BEAM CLAMP 14-20MM | 68.16 | 2810033310 | T-BOLT M8X80 | 27.65 | 2810033310 | T-BOLT M8X80 | 27.17
2810980700 | 297.79 | 0 | 253.12 | Reduction Tee | 158 |  | 2810980700 | 297.79 | 253.12 | 253.12 | 253.1215 | 2810033510 | BEAM CLAMP 14-20MM | 68.16 | 68.16 | 59.79 | 60.85 | 99.5 |  | 2810033805 | Gripple Loop Hangers 15' - 5 pack | 60.21 | 2810033510 | BEAM CLAMP 14-20MM | 60.85 | 2810033510 | BEAM CLAMP 14-20MM | 59.79
| #N/A |  |  |  | 158 |  |  | #N/A |  |  |  | 2810033805 | Gripple Loop Hangers 15' - 5 pack | 60.21 | 60.21 | 52.82 | 53.75 | 247.51 |  | 2810033810 | Gripple Loop Hangers 15' - 10 pack | 166.26 | 2810033805 | Gripple Loop Hangers 15' - 5 pack | 53.75 | 2810033805 | Gripple Loop Hangers 15' - 5 pack | 52.82
2811000980 | 104.87 | 0 | 89.14 | Reduction Tee Female Threaded - PF |  |  | 2811000980 | 104.87 | 89.14 | 89.14 | 89.1395 | 2810033810 | Gripple Loop Hangers 15' - 10 pack | 166.26 | 166.26 | 145.84 | 142.99 | 27.76 | 207.78 | 2810034000 | CUTTING RING | 14.68 | 2810033810 | Gripple Loop Hangers 15' - 10 pack | 142.99 | 2810033810 | Gripple Loop Hangers 15' - 10 pack | 145.84
2811100980 | 106.5 | 0 | 90.53 | Reduction Tee Female Threaded - PF | 20 |  | 2811100980 | 106.5 | 90.53 | 90.53 | 90.525 | 2810034000 | CUTTING RING | 14.68 | 14.68 | 12.88 | 10.33 | 61.1 | 149.49 | 2810034300 | DRILL BIT D48 - QUICK DROPS 100 & 158 | 8.55 | 2810034000 | CUTTING RING | 10.33 | 2810034000 | CUTTING RING | 12.88
2811200980 | 112.14 | 0 | 95.32 | Reduction Tee Female Threaded - PF | 20 |  | 2811200980 | 112.14 | 95.32 | 95.32 | 95.319 | 2810034300 | DRILL BIT D48 - QUICK DROPS 100 & 158 | 8.55 | 8.55 | 7.5 | 6.63 | 53.75 | 9.22 | 2810035408 | BOLT SET 3/4UNC D100 VALVE | 252.17 | 2810034300 | DRILL BIT D48 - QUICK DROPS 100 & 158 | 6.63 | 2810034300 | DRILL BIT D48 - QUICK DROPS 100 & 158 | 7.5
2811210980 | 115.15 | 0 | 97.88 | Reduction Tee Female Threaded - PF | 25 |  | 2811210980 | 115.15 | 97.88 | 97.88 | 97.8775 | 2810035408 | BOLT SET 3/4UNC D100 VALVE | 252.17 | 252.17 | 221.2 | 195.75 | 142.99 | 14.74 | 2810043810 | Gripple 1/4" Stud Hangers 5' - 10 pack | 122.28 | 2810035408 | BOLT SET 3/4UNC D100 VALVE | 195.75 | 2810035408 | BOLT SET 3/4UNC D100 VALVE | 221.2
2811420980 | 160.49 | 0 | 136.42 | Reduction Tee Female Threaded - PF | 25 |  | 2811420980 | 160.49 | 136.42 | 136.42 | 136.4165 | 2810043810 | Gripple 1/4" Stud Hangers 5' - 10 pack | 122.28 | 122.28 | 107.26 | 106.73 | 9.83 |  | 2810044000 | CUTTING RING D48-170 | 16.69 | 2810043810 | Gripple 1/4" Stud Hangers 5' - 10 pack | 106.73 | 2810043810 | Gripple 1/4" Stud Hangers 5' - 10 pack | 107.26
2811520980 | 178.77 | 0 | 151.95 | Reduction Tee Female Threaded - PF |  |  | 2811520980 | 178.77 | 151.95 | 151.95 | 151.9545 | 2810044000 | CUTTING RING D48-170 | 16.69 | 16.69 | 14.64 | 12.93 | 6.89 |  | 2810045408 | BOLT SET 3/4UNC D158 VALVE | 202.28 | 2810044000 | CUTTING RING D48-170 | 12.93 | 2810044000 | CUTTING RING D48-170 | 14.64
2811650990 | 205.01 | 0 | 174.26 | PM Series Reduction Tee NPT D63-2" Female | 50 |  | 2811650990 | 205.01 | 174.26 | 174.26 | 174.2585 | 2810045408 | BOLT SET 3/4UNC D158 VALVE | 202.28 | 202.28 | 177.44 | 249.59 | 192.17 |  | 2810053805 | GRIPPLE HANGER STUD 15' - Q=5 | 86.01 | 2810045408 | BOLT SET 3/4UNC D158 VALVE | 249.59 | 2810045408 | BOLT SET 3/4UNC D158 VALVE | 177.44
2811760990 | 256.61 | 0 | 218.12 | PM Series Reduction Tee F-NPT D80-2 1/2" Female |  |  | 2811760990 | 256.61 | 218.12 | 218.12 | 218.1185 | 2810053805 | GRIPPLE HANGER STUD 15' - Q=5 | 86.01 | 86.01 | 75.45 | 76.78 | 106.73 |  | 2810053810 | Gripple 1/4" Stud Hangers 15' - 10 pack | 180.34 | 2810053805 | GRIPPLE HANGER STUD 15' - Q=5 | 76.78 | 2810053805 | GRIPPLE HANGER STUD 15' - Q=5 | 75.45
2811770990 | 248.04 | 0 | 210.83 | PM Series Reduction Tee F-NPT D80-3" Female |  |  | 2811770990 | 248.04 | 210.83 | 210.83 | 210.834 | 2810053810 | Gripple 1/4" Stud Hangers 15' - 10 pack | 180.34 | 180.34 | 158.19 | 158.81 | 12.23 |  | 2810063810 | Gripple 90º Eyelet Hangers 5' - 10 pack | 127.9 | 2810053810 | Gripple 1/4" Stud Hangers 15' - 10 pack | 158.81 | 2810053810 | Gripple 1/4" Stud Hangers 15' - 10 pack | 158.19
| #N/A | [6 empty] | #N/A |  |  |  | 2810063810 | Gripple 90º Eyelet Hangers 5' - 10 pack | 127.9 | 127.9 | 112.19 | 113.16 | 245.03 |  | 2810064080 | TOOL CUTTER ELECTRIC 110V | 973.25 | 2810063810 | Gripple 90º Eyelet Hangers 5' - 10 pack | 113.16 | 2810063810 | Gripple 90º Eyelet Hangers 5' - 10 pack | 112.19
2810820900 | 184.79 | 0 | 157.07 | Reduction Tee Female Threaded |  |  | 2810820900 | 184.79 | 157.07 | 157.07 | 157.0715 | 2810064080 | TOOL CUTTER ELECTRIC 110V | 973.25 | 973.25 | 853.73 | 732.12 | 76.78 | 314.42 | 2810064100 | DEBURRER PIPE D50-150 | 30.29 | 2810064080 | TOOL CUTTER ELECTRIC 110V | 732.12 | 2810064080 | TOOL CUTTER ELECTRIC 110V | 853.73
2810920900 | 386.33 | 0 | 328.38 | Reduction Tee Female Threaded | 100 |  | 2810920900 | 386.33 | 328.38 | 328.38 | 328.3805 | 2810064100 | DEBURRER PIPE D50-150 | 30.29 | 30.29 | 26.57 | 23.24 | 158.99 | 6.21 | 2810073810 | Gripple 90º Eyelet Hangers1 5' - 10 pack | 164 | 2810064100 | DEBURRER PIPE D50-150 | 23.24 | 2810064100 | DEBURRER PIPE D50-150 | 26.57
2811211080 | 27.49 | 0 | 23.37 | Quick Drop - PF Series | 158 |  | 2811211080 | 27.49 | 23.37 | 23.37 | 23.3665 | 2810073810 | Gripple 90º Eyelet Hangers1 5' - 10 pack | 164 | 164 | 143.86 | 145.14 | 113.16 |  | 2810074000 | TOOL CUTTER EL. TCT140 BLADE | 130.3 | 2810073810 | Gripple 90º Eyelet Hangers1 5' - 10 pack | 145.14 | 2810073810 | Gripple 90º Eyelet Hangers1 5' - 10 pack | 143.86
2811411080 | 38.73 | 0 | 32.92 | Quick Drop - PF Series | 25 |  | 2811411080 | 38.73 | 32.92 | 32.92 | 32.9205 | 2810074000 | TOOL CUTTER EL. TCT140 BLADE | 130.3 | 130.3 | 114.3 | 101.15 | 762.14 |  | 2810083810 | Gripple Y-Fit Pipe Hangers 5' - 10 pack | 276.79 | 2810074000 | TOOL CUTTER EL. TCT140 BLADE | 101.15 | 2810074000 | TOOL CUTTER EL. TCT140 BLADE | 114.3
2811421080 | 41.28 | 0 | 35.09 | Quick Drop - PF Series | 40 |  | 2811421080 | 41.28 | 35.09 | 35.09 | 35.088 | 2810083810 | Gripple Y-Fit Pipe Hangers 5' - 10 pack | 276.79 | 276.79 | 242.8 | 244.9 | 24.22 |  | 2810084100 | TOOL DEBURRER BIGGER DIAMETERS | 812.87 | 2810083810 | Gripple Y-Fit Pipe Hangers 5' - 10 pack | 244.9 | 2810083810 | Gripple Y-Fit Pipe Hangers 5' - 10 pack | 242.8
2811511080 | 57.65 | 0 | 49 | Quick Drop - PF Series | 40 |  | 2811511080 | 57.65 | 49 | 49 | 49.0025 | 2810084100 | TOOL DEBURRER BIGGER DIAMETERS | 812.87 | 812.87 | 713.04 | 631.01 | 145.14 |  | 2810084600 | BOX TOOLS | 1012.89 | 2810084100 | TOOL DEBURRER BIGGER DIAMETERS | 631.01 | 2810084100 | TOOL DEBURRER BIGGER DIAMETERS | 713.04
2811521080 | 61.64 | 0 | 52.39 | Quick Drop - PF Series | 50 |  | 2811521080 | 61.64 | 52.39 | 52.39 | 52.394 | 2810084600 | BOX TOOLS | 1012.89 | 1012.89 | 888.5 | 786.28 | 105.47 |  | 2810093810 | Gripple Y-Fit Pipe Hangers 15' - 10 pack | 341.34 | 2810084600 | BOX TOOLS | 786.28 | 2810084600 | BOX TOOLS | 888.5
2811611080 | 74.52 | 0 | 63.34 | Quick Drop - PF Series | 50 |  | 2811611080 | 74.52 | 63.34 | 63.34 | 63.342 | 2810093810 | Gripple Y-Fit Pipe Hangers 15' - 10 pack | 341.34 | 341.34 | 299.42 | 302.02 | 244.9 |  | 2810103610 | CLAMP SCREW BEAM M6 18MM 10PC | 21.12 | 2810093810 | Gripple Y-Fit Pipe Hangers 15' - 10 pack | 302.02 | 2810093810 | Gripple Y-Fit Pipe Hangers 15' - 10 pack | 299.42
2811621080 | 77.09 | 0 | 65.53 | Quick Drop - PF Series | 63 |  | 2811621080 | 77.09 | 65.53 | 65.53 | 65.5265 | 2810103610 | CLAMP SCREW BEAM M6 18MM 10PC | 21.12 | 21.12 | 18.53 | 16.4 | 645.3 |  | 2810103800 | CLAMP HANG M6 1,5-4MM | 15.78 | 2810103610 | CLAMP SCREW BEAM M6 18MM 10PC | 16.4 | 2810103610 | CLAMP SCREW BEAM M6 18MM 10PC | 18.53
2811711080 | 99.26 | 0 | 84.37 | Quick Drop - PF Series | 63 |  | 2811711080 | 99.26 | 84.37 | 84.37 | 84.371 | 2810103800 | CLAMP HANG M6 1,5-4MM | 15.78 | 15.78 | 13.84 | 12.25 | 775.15 |  | 2810103810 | Gripple Barrel End Hangers 5' - 10 pack | 111.79 | 2810103800 | CLAMP HANG M6 1,5-4MM | 12.25 | 2810103800 | CLAMP HANG M6 1,5-4MM | 13.84
2811721080 | 102.79 | 0 | 87.37 | Quick Drop - PF Series | 80 |  | 2811721080 | 102.79 | 87.37 | 87.37 | 87.3715 | 2810103810 | Gripple Barrel End Hangers 5' - 10 pack | 111.79 | 111.79 | 98.06 | 100.22 | 302.02 | 15.14 | 2810105700 | HOSE ASSEMBLY | 227.99 | 2810103810 | Gripple Barrel End Hangers 5' - 10 pack | 100.22 | 2810103810 | Gripple Barrel End Hangers 5' - 10 pack | 98.06
2811201280 | 30.83 | 0 | 26.21 | Quick Drop PF Series - Female Threaded 25 - 1/2 | 80 |  | 2811201280 | 30.83 | 26.21 | 26.21 | 26.2055 | 2810800300 | ELBOW 90 DEG. D100 | 215.85 | 215.85 | 189.34 | 179.56 | 16.47 |  | 2810115700 | HOSE ASSEMBLY | 290.04 | 2810800300 | ELBOW 90 DEG. D100 | 179.56 | 2810105700 | HOSE ASSEMBLY | 199.99
2811401280 | 44.14 | 0 | 37.52 | Quick Drop PF Series - Female Threaded 40 - 1/2 | 25 - 1/2 |  | 2811401280 | 44.14 | 37.52 | 37.52 | 37.519 | 2810800400 | ELBOW 45 DEG. D100 | 226.75 | 226.75 | 198.9 | 196.02 | 12.3 |  | 2810205700 | HOSE ASSEMBLY | 330.08 | 2810800400 | ELBOW 45 DEG. D100 | 196.02 | 2810115700 | HOSE ASSEMBLY | 254.42
2811411280 | 55.26 | 0 | 46.97 | Quick Drop PF Series - Female Threaded 40 - 3/4 in | 40 - 1/2 |  | 2811411280 | 55.26 | 46.97 | 46.97 | 46.971 | 2810800500 | TEE EQUAL D100 | 253.07 | 253.07 | 221.99 | 196.45 | 100.22 |  | 2810215700 | HOSE ASSEMBLY | 377.25 | 2810800500 | TEE EQUAL D100 | 196.45 | 2810205700 | HOSE ASSEMBLY | 289.54
2811501280 | 63.41 | 0 | 53.9 | Quick Drop PF Series - Female Threaded 50 - 1/2F | 40 - 3/4 |  | 2811501280 | 63.41 | 53.9 | 53.9 | 53.8985 | 2810802800 | BELT SPANNER D40-80 | 67.27 | 67.27 | 59.01 | 52.22 | 176.39 | 16.61 | 2810800300 | ELBOW 90 DEG. D100 | 215.85 | 2810802800 | BELT SPANNER D40-80 | 52.22 | 2810215700 | HOSE ASSEMBLY | 330.92
2811511280 | 66.11 | 0 | 56.19 | Quick Drop PF Series - Female Threaded 50 - 3/4 in | 50 - 1/2 |  | 2811511280 | 66.11 | 56.19 | 56.19 | 56.1935 | 2810806010 | KIT | 59.34 | 59.34 | 52.05 | 46.06 | 192.57 |  | 2810800400 | ELBOW 45 DEG. D100 | 226.75 | 2810806010 | KIT | 46.06 | 2810800300 | ELBOW 90 DEG. D100 | 189.34
2811601280 | 84.21 | 0 | 71.58 | Quick Drop PF Series - Female Threaded 63 - 1/2F | 50 - 3/4 |  | 2811601280 | 84.21 | 71.58 | 71.58 | 71.5785 | 2810806400 | SUPPORT | 40.11 | 40.11 | 35.18 | 35.8 | 192.97 |  | 2810800500 | TEE EQUAL D100 | 253.07 | 2810806400 | SUPPORT | 35.8 | 2810800400 | ELBOW 45 DEG. D100 | 198.9
2811611280 | 87.96 | 0 | 74.77 | Quick Drop PF Series - Female Threaded 63 - 3/4 in F | 63 - 1/2 |  | 2811611280 | 87.96 | 74.77 | 74.77 | 74.766 | 2810806705 | DECAL - PRESSURE | 25.6 | 25.6 | 22.46 | 22.86 | 54.45 |  | 2810802800 | BELT SPANNER D40-80 | 67.27 | 2810806705 | DECAL - PRESSURE | 22.86 | 2810800500 | TEE EQUAL D100 | 221.99
2811701280 | 102.53 | 0 | 87.15 | Quick Drop PF Series - Female Threaded 80 - 1/2F | 63 - 3/4 |  | 2811701280 | 102.53 | 87.15 | 87.15 | 87.1505 | 2810816705 | DECAL - VACUUM | 25.68 | 25.68 | 22.53 | 19.94 | 46.25 |  | 2810806010 | KIT | 59.34 | 2810816705 | DECAL - VACUUM | 19.94 | 2810802800 | BELT SPANNER D40-80 | 59.01
2811711280 | 114.74 | 0 | 97.53 | Quick Drop PF Series - Female Threaded 80 - 3/4 in F | 80 - 1/2 |  | 2811711280 | 114.74 | 97.53 | 97.53 | 97.529 | 2810820900 | TEE REDUCTION D100 X 1 NPT | 184.79 | 184.79 | 162.1 | 164.97 | 35.94 |  | 2810806400 | SUPPORT | 40.11 | 2810820900 | TEE REDUCTION D100 X 1 NPT | 164.97 | 2810806010 | KIT | 52.05
| #N/A |  |  |  | 80 - 3/4 |  |  | #N/A |  |  |  | 2810825400 | FLANGE - ANSI-DIN | 284.11 | 284.11 | 249.22 | 242 | 22.43 |  | 2810806705 | DECAL - PRESSURE | 25.6 | 2810825400 | FLANGE - ANSI-DIN | 242 | 2810806400 | SUPPORT | 35.18
| #N/A |  |  | NEW - D100 / D158 Quick Drop Aluminum Fittings P-to-P/F-NPT 3/4-2" |  |  |  | #N/A |  |  |  | 2810826605 | SEAL PRESSURE D100 KIT | 631.04 | 631.04 | 553.54 | 489.86 | 19.94 | 1070.63 | 2810816705 | DECAL - VACUUM | 25.68 | 2810826605 | SEAL PRESSURE D100 KIT | 489.86 | 2810806705 | DECAL - PRESSURE | 22.46
2811811080 | 241.62 | 0 | 205.38 | Quick drop D100 x D20 |  |  | 2811811080 | 241.62 | 205.38 | 205.38 | 205.377 | 2810836705 | VACUUM LABEL 10PCS | 29.05 | 29.05 | 25.48 | 25.93 | 162.06 | 28.28 | 2810820900 | TEE REDUCTION D100 X 1 NPT | 184.79 | 2810836705 | VACUUM LABEL 10PCS | 25.93 | 2810816705 | DECAL - VACUUM | 22.53
2811811180 | 242.06 | 0 | 205.75 | Quick drop threaded ISO D100 x D20 |  |  | 2811811180 | 242.06 | 205.75 | 205.75 | 205.751 | 2810850700 | TEE REDUCTION D100-D50 | 239.53 | 239.53 | 210.11 | 202.33 | 237.74 |  | 2810825400 | FLANGE - ANSI-DIN | 284.11 | 2810850700 | TEE REDUCTION D100-D50 | 202.33 | 2810820900 | TEE REDUCTION D100 X 1 NPT | 162.1
2811811280 | 241.62 | 0 | 205.38 | Quick drop threaded NPT D100 x D20 | 100 |  | 2811811280 | 241.62 | 205.38 | 205.38 | 205.377 | 2810860700 | TEE REDUCTION D100-D63 | 245.16 | 245.16 | 215.05 | 207.36 | 480.85 |  | 2810826605 | SEAL PRESSURE D100 KIT | 631.04 | 2810860700 | TEE REDUCTION D100-D63 | 207.36 | 2810825400 | FLANGE - ANSI-DIN | 249.22
2811821080 | 254.73 | 0 | 216.52 | Quick drop D100 x D25 | 100 |  | 2811821080 | 254.73 | 216.52 | 216.52 | 216.5205 | 2810870700 | TEE REDUCTION D100-D80 | 273.68 | 273.68 | 240.07 | 232.82 | 26.04 |  | 2810836705 | VACUUM LABEL 10PCS | 29.05 | 2810870700 | TEE REDUCTION D100-D80 | 232.82 | 2810826605 | SEAL PRESSURE D100 KIT | 553.54
2811821180 | 253.99 | 0 | 215.89 | Quick drop threaded ISO D100 x D25 | 100 |  | 2811821180 | 253.99 | 215.89 | 215.89 | 215.8915 | 2810872100 | SOCKET REDUCTION D100-D80 | 229.95 | 229.95 | 201.71 | 198.5 | 198.77 |  | 2810850700 | TEE REDUCTION D100-D50 | 239.53 | 2810872100 | SOCKET REDUCTION D100-D80 | 198.5 | 2810836705 | VACUUM LABEL 10PCS | 25.48
2811821280 | 257.31 | 0 | 218.71 | Quick drop threaded NPT D100 x D25 | 100 |  | 2811821280 | 257.31 | 218.71 | 218.71 | 218.7135 | 2810880200 | SOCKET EQUAL D100 | 167 | 167 | 146.49 | 147.64 | 203.71 |  | 2810860700 | TEE REDUCTION D100-D63 | 245.16 | 2810880200 | SOCKET EQUAL D100 | 147.64 | 2810850700 | TEE REDUCTION D100-D50 | 210.11
2811841080 | 264.73 | 0 | 225.02 | Quick drop D100 x D40 | 100 |  | 2811841080 | 264.73 | 225.02 | 225.02 | 225.0205 | 2810900200 | SOCKET EQUAL D158 | 180.28 | 180.28 | 158.14 | 156.34 | 228.72 |  | 2810870700 | TEE REDUCTION D100-D80 | 273.68 | 2810900200 | SOCKET EQUAL D158 | 156.34 | 2810860700 | TEE REDUCTION D100-D63 | 215.05
2811841180 | 266.76 | 0 | 226.75 | Quick drop threaded ISO D100 x D40 | 100 |  | 2811841180 | 266.76 | 226.75 | 226.75 | 226.746 | 2810900300 | ELBOW 90 DEG. D158 | 308.01 | 308.01 | 270.18 | 241.61 | 195 |  | 2810872100 | SOCKET REDUCTION D100-D80 | 229.95 | 2810900300 | ELBOW 90 DEG. D158 | 241.61 | 2810870700 | TEE REDUCTION D100-D80 | 240.07
2811841280 | 264.73 | 0 | 225.02 | Quick drop threaded NPT D100 x D40 | 100 |  | 2811841280 | 264.73 | 225.02 | 225.02 | 225.0205 | 2810900400 | ELBOW 45 DEG. D158 | 313.15 | 313.15 | 274.69 | 243.09 | 145.03 |  | 2810880200 | SOCKET EQUAL D100 | 167 | 2810900400 | ELBOW 45 DEG. D158 | 243.09 | 2810872100 | SOCKET REDUCTION D100-D80 | 201.71
2811851080 | 289.91 | 0 | 246.42 | Quick drop D100 x D50 | 100 |  | 2811851080 | 289.91 | 246.42 | 246.42 | 246.4235 | 2810900500 | TEE EQUAL D158 | 346.88 | 346.88 | 304.28 | 355.27 | 153.58 |  | 2810900200 | SOCKET EQUAL D158 | 180.28 | 2810900500 | TEE EQUAL D158 | 355.27 | 2810880200 | SOCKET EQUAL D100 | 146.49
2811851180 | 292.15 | 0 | 248.33 | Quick drop threaded ISO D100 x D50 | 100 |  | 2811851180 | 292.15 | 248.33 | 248.33 | 248.3275 | 2810902210 | CLIP PIPE D158 10PCS | 237.26 | 237.26 | 208.12 | 176.32 | 237.34 |  | 2810900300 | ELBOW 90 DEG. D158 | 308.01 | 2810902210 | CLIP PIPE D158 10PCS | 176.32 | 2810900200 | SOCKET EQUAL D158 | 158.14
2811851280 | 302.8 | 0 | 257.38 | Quick drop threaded NPT D100 x D50 | 100 |  | 2811851280 | 302.8 | 257.38 | 257.38 | 257.38 | 2810905100 | VALVE BUTTERFLY DN150 | 580.51 | 580.51 | 509.22 | 518.24 | 238.8 |  | 2810900400 | ELBOW 45 DEG. D158 | 313.15 | 2810905100 | VALVE BUTTERFLY DN150 | 518.24 | 2810900300 | ELBOW 90 DEG. D158 | 270.18
2811911080 | 365.29 | 0 | 310.5 | Quick drop D158 x D20 | 100 |  | 2811911080 | 365.29 | 310.5 | 310.5 | 310.4965 | 2810906400 | FIXATION WALLBRACKET D158FLANG | 53.47 | 53.47 | 46.9 | 47.72 | 349.02 |  | 2810900500 | TEE EQUAL D158 | 346.88 | 2810906400 | FIXATION WALLBRACKET D158FLANG | 47.72 | 2810900400 | ELBOW 45 DEG. D158 | 274.69
2811911180 | 331.53 | 0 | 281.8 | Quick drop threaded ISO D158 x D20 | 100 |  | 2811911180 | 331.53 | 281.8 | 281.8 | 281.8005 | 2810912210 | CLIP PIPE D158 3-8UNC 10PCS | 256.92 | 256.92 | 225.37 | 224.18 | 173.12 |  | 2810902210 | CLIP PIPE D158 10PCS | 237.26 | 2810912210 | CLIP PIPE D158 3-8UNC 10PCS | 224.18 | 2810900500 | TEE EQUAL D158 | 304.28
2811911280 | 368.37 | 0 | 313.11 | Quick drop threaded NPT D158 x D20 | 158 |  | 2811911280 | 368.37 | 313.11 | 313.11 | 313.1145 | 2810915400 | FLANGE | 317.97 | 317.97 | 278.92 | 260.85 | 520.82 |  | 2810905100 | VALVE BUTTERFLY DN150 | 580.51 | 2810915400 | FLANGE | 260.85 | 2810902210 | CLIP PIPE D158 10PCS | 208.12
2811921080 | 386.39 | 0 | 328.43 | Quick drop D158 x D25 | 158 |  | 2811921080 | 386.39 | 328.43 | 328.43 | 328.4315 | 2810920900 | TEE REDUCTION D158X1NPT | 386.33 | 386.33 | 338.89 | 421.93 | 47.93 |  | 2810906400 | FIXATION WALLBRACKET D158FLANG | 53.47 | 2810920900 | TEE REDUCTION D158X1NPT | 421.93 | 2810905100 | VALVE BUTTERFLY DN150 | 509.22
2811921180 | 364.69 | 0 | 309.99 | Quick drop threaded ISO D158 x D25 | 158 |  | 2811921180 | 364.69 | 309.99 | 309.99 | 309.9865 | 2810970700 | TEE REDUCTION D158-D80 | 285.17 | 285.17 | 250.15 | 231.58 | 220.1 |  | 2810912210 | CLIP PIPE D158 3-8UNC 10PCS | 256.92 | 2810970700 | TEE REDUCTION D158-D80 | 231.58 | 2810906400 | FIXATION WALLBRACKET D158FLANG | 46.9
2811921280 | 390.26 | 0 | 331.72 | Quick drop threaded NPT D158 x D25 | 158 |  | 2811921280 | 390.26 | 331.72 | 331.72 | 331.721 | 2810980700 | TEE REDUCTION D158X100 | 297.79 | 297.79 | 261.22 | 231.58 | 256.25 |  | 2810915400 | FLANGE | 317.97 | 2810980700 | TEE REDUCTION D158X100 | 231.58 | 2810912210 | CLIP PIPE D158 3-8UNC 10PCS | 225.37
2811941080 | 423.66 | 0 | 360.11 | Quick drop D158 x D40 | 158 |  | 2811941080 | 423.66 | 360.11 | 360.11 | 360.111 | 2810981600 | CAP END D158/D100 | 187.84 | 187.84 | 164.77 | 115.81 | 414.48 |  | 2810920900 | TEE REDUCTION D158X1NPT | 386.33 | 2810981600 | CAP END D158/D100 | 115.81 | 2810915400 | FLANGE | 278.92
2811941180 | 401.13 | 0 | 340.96 | Quick drop threaded ISO D158 x D40 | 158 |  | 2811941180 | 401.13 | 340.96 | 340.96 | 340.9605 | 2810982100 | SOCKET REDUCTION D158X100 | 222.89 | 222.89 | 195.52 | 173.69 | 227.49 |  | 2810970700 | TEE REDUCTION D158-D80 | 285.17 | 2810982100 | SOCKET REDUCTION D158X100 | 173.69 | 2810920900 | TEE REDUCTION D158X1NPT | 338.89
2811941280 | 436.54 | 0 | 371.06 | Quick drop threaded NPT D158 x D40 | 158 |  | 2811941280 | 436.54 | 371.06 | 371.06 | 371.059 | 2811000980 | TEE REDUCTION D20 X 3/8 NPT | 104.87 | 104.87 | 91.99 | 84.68 | 227.49 |  | 2810980700 | TEE REDUCTION D158X100 | 297.79 | 2811000980 | TEE REDUCTION D20 X 3/8 NPT | 84.68 | 2810970700 | TEE REDUCTION D158-D80 | 250.15
2811951080 | 464.72 | 0 | 395.01 | Quick drop D158 x D50 | 158 |  | 2811951080 | 464.72 | 395.01 | 395.01 | 395.012 | 2811002080 | KIT AIRNET D20 3/8 INCH NPT | 57.88 | 57.88 | 50.77 | 53.07 | 113.76 |  | 2810981600 | CAP END D158/D100 | 187.84 | 2811002080 | KIT AIRNET D20 3/8 INCH NPT | 53.07 | 2810980700 | TEE REDUCTION D158X100 | 261.22
2811951180 | 441.24 | 0 | 375.05 | Quick drop threaded ISO D158 x D50 | 158 |  | 2811951180 | 441.24 | 375.05 | 375.05 | 375.054 | 2811002580 |  | 50.94 | 50.94 | 44.68 | 40.62 | 170.63 |  | 2810982100 | SOCKET REDUCTION D158X100 | 222.89 | 2811002580 |  | 40.62 | 2810981600 | CAP END D158/D100 | 164.77
2811951280 | 476.31 | 0 | 404.86 | Quick drop threaded NPT D158 x D50 | 158 |  | 2811951280 | 476.31 | 404.86 | 404.86 | 404.8635 | 2811002680 | NIPPLE WALLMOUNT 1/2 INCH NPT | 50.99 | 50.99 | 44.73 | 46.76 | 85.04 |  | 2811000980 | TEE REDUCTION D20 X 3/8 NPT | 104.87 | 2811002680 | NIPPLE WALLMOUNT 1/2 INCH NPT | 46.76 | 2810982100 | SOCKET REDUCTION D158X100 | 195.52
| #N/A |  |  |  | 158 |  |  | #N/A |  |  |  | 2811002710 | CLIP SPACER D20-25 H=15 10PCS | 25.56 | 25.56 | 22.42 | 23.44 | 53.31 |  | 2811002080 | KIT AIRNET D20 3/8 INCH NPT | 57.88 | 2811002710 | CLIP SPACER D20-25 H=15 10PCS | 23.44 | 2811000980 | TEE REDUCTION D20 X 3/8 NPT | 91.99
2811101880 | 26.7 | 0 | 22.7 | Nipple socket, Alu male threaded - PF |  |  | 2811101880 | 26.7 | 22.7 | 22.7 | 22.695 | 2811002880 | WRENCH 8439004103 + HEAD CAL. | 382.08 | 382.08 | 335.16 | 329.31 | 40.8 |  | 2811002580 | NIPPLE WALLMOUNT 1/2 IN - ISO | 50.94 | 2811002880 | WRENCH 8439004103 + HEAD CAL. | 329.31 | 2811002080 | KIT AIRNET D20 3/8 INCH NPT | 50.77
2811111880 | 31.71 | 0 | 26.95 | Nipple socket, Alu male threaded - PF | 20 |  | 2811111880 | 31.71 | 26.95 | 26.95 | 26.9535 | 2811004500 | BOX TOOL PF SERIES | 595.68 | 595.68 | 522.53 | 423.55 | 46.98 |  | 2811002680 | NIPPLE WALLMOUNT 1/2 INCH NPT | 50.99 | 2811004500 | BOX TOOL PF SERIES | 423.55 | 2811002580 | NIPPLE WALLMOUNT 1/2 IN - ISO | 44.68
2811211880 | 48.54 | 0 | 41.26 | Nipple socket, Alu male threaded - PF | 20 |  | 2811211880 | 48.54 | 41.26 | 41.26 | 41.259 | 2811007502 | KIT WALLMOUNT PLUG NPT | 10.44 | 10.44 | 9.16 | 9.58 | 23.53 |  | 2811002710 | CLIP SPACER D20-25 H=15 10PCS | 25.56 | 2811007502 | KIT WALLMOUNT PLUG NPT | 9.58 | 2811002680 | NIPPLE WALLMOUNT 1/2 INCH NPT | 44.73
2811221880 | 58.29 | 0 | 49.55 | Nipple socket, Alu male threaded - PF | 25 |  | 2811221880 | 58.29 | 49.55 | 49.55 | 49.5465 | 2811007700 | NIPPLE HEXAGON 1/2 INCH NPT | 13.52 | 13.52 | 11.86 | 12.4 | 343.31 |  | 2811002880 | WRENCH 8439004103 + HEAD CAL. | 382.08 | 2811007700 | NIPPLE HEXAGON 1/2 INCH NPT | 12.4 | 2811002710 | CLIP SPACER D20-25 H=15 10PCS | 22.42
2811431880 | 79.5 | 0 | 67.58 | Nipple socket, Alu male threaded - PF | 25 |  | 2811431880 | 79.5 | 67.58 | 67.58 | 67.575 | 2811007900 | SOCKET 1/2 INCH NPT | 18.05 | 18.05 | 15.83 | 16.55 | 405.01 |  | 2811004500 | BOX TOOL PF SERIES | 595.68 | 2811007900 | SOCKET 1/2 INCH NPT | 16.55 | 2811002880 | WRENCH 8439004103 + HEAD CAL. | 335.16
2811441880 | 85.93 | 0 | 73.04 | Nipple socket, Alu male threaded - PF | 40 |  | 2811441880 | 85.93 | 73.04 | 73.04 | 73.0405 | 2811012710 | CLIP SPACER D40-50 H=20 10PCS | 50.92 | 50.92 | 44.67 | 46.7 | 9.63 |  | 2811007502 | KIT WALLMOUNT PLUG NPT | 10.44 | 2811012710 | CLIP SPACER D40-50 H=20 10PCS | 46.7 | 2811004500 | BOX TOOL PF SERIES | 522.53
2811541880 | 102.11 | 0 | 86.79 | Nipple socket, Alu male threaded - PF | 40 |  | 2811541880 | 102.11 | 86.79 | 86.79 | 86.7935 | 2811014900 | TOOL ALLEN WRENCH L KEY 5MM | 1.03 | 1.03 | 0.9 | 1.34 | 12.45 |  | 2811007700 | NIPPLE HEXAGON 1/2 INCH NPT | 13.52 | 2811014900 | TOOL ALLEN WRENCH L KEY 5MM | 1.34 | 2811007502 | KIT WALLMOUNT PLUG NPT | 9.16
2811551880 | 105.18 | 0 | 89.4 | Nipple socket, Alu male threaded - PF | 50 |  | 2811551880 | 105.18 | 89.4 | 89.4 | 89.403 | 2811017200 | BOLT ADAPTOR 1/4-3/8INCH | 3.78 | 3.78 | 3.32 | 3.47 | 16.63 |  | 2811007900 | SOCKET 1/2 INCH NPT | 18.05 | 2811017200 | BOLT ADAPTOR 1/4-3/8INCH | 3.47 | 2811007700 | NIPPLE HEXAGON 1/2 INCH NPT | 11.86
2811651890 | 187.32 | 0 | 159.22 | PM Series M-NPT Adapter D63-2" Male | 50 |  | 2811651890 | 187.32 | 159.22 | 159.22 | 159.222 | 2811022710 | CLIP SPACER D63-80 H=30 10PCS | 70.19 | 70.19 | 61.57 | 64.36 | 46.89 |  | 2811012710 | CLIP SPACER D40-50 H=20 10PCS | 50.92 | 2811022710 | CLIP SPACER D63-80 H=30 10PCS | 64.36 | 2811007900 | SOCKET 1/2 INCH NPT | 15.83
2811661890 | 187.32 | 0 | 159.22 | PM Series M-NPT Adapter D63-2 1/2" Male | 63 |  | 2811661890 | 187.32 | 159.22 | 159.22 | 159.222 | 2811022990 | MARKER PIPE | 3.53 | 3.53 | 3.1 | 5.79 | 1.4 |  | 2811014900 | TOOL ALLEN WRENCH L KEY 5MM | 1.03 | 2811022990 | MARKER PIPE | 5.79 | 2811012710 | CLIP SPACER D40-50 H=20 10PCS | 44.67
2811761890 | 234.78 | 0 | 199.56 | PM Series M-NPT Adapter D80-2 1/2" Male | 63 |  | 2811761890 | 234.78 | 199.56 | 199.56 | 199.563 | 2811024500 | BOX TOOL BIGGER DIAMETERS | 1186.65 | 1186.65 | 1040.92 | 820.18 | 3.49 |  | 2811017200 | BOLT ADAPTOR 1/4-3/8INCH | 3.78 | 2811024500 | BOX TOOL BIGGER DIAMETERS | 820.18 | 2811014900 | TOOL ALLEN WRENCH L KEY 5MM | 0.9
2811771890 | 237.36 | 0 | 201.76 | PM Series M-NPT Adapter D80-3" Male | 80 |  | 2811771890 | 237.36 | 201.76 | 201.76 | 201.756 | 2811027200 | BOLT ADAPTOR 5/16-3/8INCH | 4.42 | 4.42 | 3.88 | 4.06 | 64.65 |  | 2811022710 | CLIP SPACER D63-80 H=30 10PCS | 70.19 | 2811027200 | BOLT ADAPTOR 5/16-3/8INCH | 4.06 | 2811017200 | BOLT ADAPTOR 1/4-3/8INCH | 3.32
2811002080 | 57.88 | 0 | 49.2 | Adaptor Union female - PF - KIT Adaptor | 80 |  | 2811002080 | 57.88 | 49.2 | 49.2 | 49.198 | 2811029800 | QUICK RELEASE FITTING 1/2 F-F | 20.39 | 20.39 | 17.89 | 16.26 | 5.38 |  | 2811022990 | MARKER PIPE | 3.53 | 2811029800 | QUICK RELEASE FITTING 1/2 F-F | 16.26 | 2811022710 | CLIP SPACER D63-80 H=30 10PCS | 61.57
2811102080 | 57.47 | 0 | 48.85 | Adaptor Union female - PF - KIT Adaptor | 20 |  | 2811102080 | 57.47 | 48.85 | 48.85 | 48.8495 | 2811037200 | BOLT ADAPTOR M10-3/8INCH | 4.83 | 4.83 | 4.24 | 3.85 | 852.94 |  | 2811024500 | BOX TOOL BIGGER DIAMETERS | 1186.65 | 2811037200 | BOLT ADAPTOR M10-3/8INCH | 3.85 | 2811022990 | MARKER PIPE | 3.1
2811202080 | 66.76 | 0 | 56.75 | Adaptor Union female - PF - KIT Adaptor | 20 |  | 2811202080 | 66.76 | 56.75 | 56.75 | 56.746 | 2811039800 | QUICK RELEASE FITTING 1/4 M-M | 3.4 | 3.4 | 2.98 | 2.71 | 4.08 |  | 2811027200 | BOLT ADAPTOR 5/16-3/8INCH | 4.42 | 2811039800 | QUICK RELEASE FITTING 1/4 M-M | 2.71 | 2811024500 | BOX TOOL BIGGER DIAMETERS | 1040.92
2811212080 | 74.84 | 0 | 63.61 | Adaptor Union female - PF - KIT Adaptor | 25 |  | 2811212080 | 74.84 | 63.61 | 63.61 | 63.614 | 2811049800 | QUICK RELEASE FITTING 1/2 M-M | 5.02 | 5.02 | 4.4 | 4 | 16.26 |  | 2811029800 | QUICK RELEASE FITTING 1/2 F-F | 20.39 | 2811049800 | QUICK RELEASE FITTING 1/2 M-M | 4 | 2811027200 | BOLT ADAPTOR 5/16-3/8INCH | 3.88
2811422080 | 99.53 | 0 | 84.6 | KIT AIRNET D40XNPT 1" | 25 |  | 2811422080 | 99.53 | 84.6 | 84.6 | 84.6005 | 2811059800 | QUICK RELEASE FITTING 1/2 F-M | 6.81 | 6.81 | 5.97 | 5.43 | 3.85 |  | 2811037200 | BOLT ADAPTOR M10-3/8INCH | 4.83 | 2811059800 | QUICK RELEASE FITTING 1/2 F-M | 5.43 | 2811029800 | QUICK RELEASE FITTING 1/2 F-F | 17.89
2811542080 | 117.08 | 0 | 99.52 | KIT AIRNET D50XNPT 1 1/2" | 40 |  | 2811542080 | 117.08 | 99.52 | 99.52 | 99.518 | 2811085612 | HOSE REEL DIA12X8MM LENGTH 12M | 482.64 | 482.64 | 423.37 | 384.88 | 2.71 |  | 2811039800 | QUICK RELEASE FITTING 1/4 M-M | 3.4 | 2811085612 | HOSE REEL DIA12X8MM LENGTH 12M | 384.88 | 2811037200 | BOLT ADAPTOR M10-3/8INCH | 4.24
2811552080 | 127.74 | 0 | 108.58 | KIT AIRNET D40XNPT 2" | 50 |  | 2811552080 | 127.74 | 108.58 | 108.58 | 108.579 | 2811085825 | PU HOSE DIA 12X8MM LENGTH 25M | 164.23 | 164.23 | 144.06 | 130.96 | 4 |  | 2811049800 | QUICK RELEASE FITTING 1/2 M-M | 5.02 | 2811085825 | PU HOSE DIA 12X8MM LENGTH 25M | 130.96 | 2811039800 | QUICK RELEASE FITTING 1/4 M-M | 2.98
| #N/A |  |  |  | 50 |  |  | #N/A |  |  |  | 2811085850 | PU HOSE DIA 12X8MM LENGTH 50M | 326.34 | 326.34 | 286.26 | 260.24 | 5.43 |  | 2811059800 | QUICK RELEASE FITTING 1/2 F-M | 6.81 | 2811085850 | PU HOSE DIA 12X8MM LENGTH 50M | 260.24 | 2811049800 | QUICK RELEASE FITTING 1/2 M-M | 4.4
2811652090 | 231.94 | 0 | 197.15 | PM Series KIT-REDUCTION Union Adapter D63-2" NPT-F |  |  | 2811652090 | 231.94 | 197.15 | 197.15 | 197.149 | 2811085899 | PU HOSE DIA 12X8MM LENGTH 100M | 617.25 | 617.25 | 541.45 | 492.23 | 384.88 |  | 2811085612 | HOSE REEL DIA12X8MM LENGTH 12M | 482.64 | 2811085899 | PU HOSE DIA 12X8MM LENGTH 100M | 492.23 | 2811059800 | QUICK RELEASE FITTING 1/2 F-M | 5.97
2811762090 | 289.71 | 0 | 246.25 | PM Series KIT-REDUCTION Union Adapter D80-2 1/2" NPT-F | 63 |  | 2811762090 | 289.71 | 246.25 | 246.25 | 246.2535 | 2811085925 | RUBBER HOSE D17X8MM LENGTH 25M | 240.8 | 240.8 | 211.23 | 192.03 | 130.96 |  | 2811085825 | PU HOSE DIA 12X8MM LENGTH 25M | 164.23 | 2811085925 | RUBBER HOSE D17X8MM LENGTH 25M | 192.03 | 2811085612 | HOSE REEL DIA12X8MM LENGTH 12M | 423.37
2811772090 | 294.53 | 0 | 250.35 | PM Series KIT-REDUCTION Union Adapter D80-3" NPT-F | 80 |  | 2811772090 | 294.53 | 250.35 | 250.35 | 250.3505 | 2811085950 | RUBBER HOSE D17X8MM LENGTH 50M | 481.15 | 481.15 | 422.06 | 383.69 | 260.24 |  | 2811085850 | PU HOSE DIA 12X8MM LENGTH 50M | 326.34 | 2811085950 | RUBBER HOSE D17X8MM LENGTH 50M | 383.69 | 2811085825 | PU HOSE DIA 12X8MM LENGTH 25M | 144.06
| #N/A |  |  |  | 80 |  |  | #N/A |  |  |  | 2811085999 | RUBBER HOSE D17X8MM LENGTH100M | 876.72 | 876.72 | 769.05 | 699.14 | 492.23 |  | 2811085899 | PU HOSE DIA 12X8MM LENGTH 100M | 617.25 | 2811085999 | RUBBER HOSE D17X8MM LENGTH100M | 699.14 | 2811085850 | PU HOSE DIA 12X8MM LENGTH 50M | 286.26
2811111480 | 74.13 | 0 | 63.01 | Adaptor Union female - PF |  |  | 2811111480 | 74.13 | 63.01 | 63.01 | 63.0105 | 2811100000 | PIPE STRAIGHT D20 x1 | 72.72 | 72.72 | 63.79 | 69.41 | 192.03 |  | 2811085925 | RUBBER HOSE D17X8MM LENGTH 25M | 240.8 | 2811100000 | PIPE STRAIGHT D20 x1 | 69.41 | 2811085899 | PU HOSE DIA 12X8MM LENGTH 100M | 541.45
2811221480 | 85.92 | 0 | 73.03 | Adaptor Union female - PF | 20 |  | 2811221480 | 85.92 | 73.03 | 73.03 | 73.032 | 2811100280 | SOCKET EQUAL D20 | 23.04 | 23.04 | 20.21 | 21.37 | 383.69 |  | 2811085950 | RUBBER HOSE D17X8MM LENGTH 50M | 481.15 | 2811100280 | SOCKET EQUAL D20 | 21.37 | 2811085925 | RUBBER HOSE D17X8MM LENGTH 25M | 211.23
2811441480 | 99.2 | 0 | 84.32 | Adaptor Union female - PF | 25 |  | 2811441480 | 99.2 | 84.32 | 84.32 | 84.32 | 2811100290 | CLIP CONDUCTIVITY KIT EQ 20/25 | 93.43 | 93.43 | 81.96 | 74.51 | 699.14 |  | 2811085999 | RUBBER HOSE D17X8MM LENGTH100M | 876.72 | 2811100290 | CLIP CONDUCTIVITY KIT EQ 20/25 | 74.51 | 2811085950 | RUBBER HOSE D17X8MM LENGTH 50M | 422.06
2811551480 | 127.6 | 0 | 108.46 | Adaptor Union female - PF | 40 |  | 2811551480 | 127.6 | 108.46 | 108.46 | 108.46 | 2811100380 | ELBOW 90 DEG. D20 | 32.97 | 32.97 | 28.92 | 28.29 | 70.44 |  | 2811100000 | PIPE STRAIGHT D20 x1 | 72.72 | 2811100380 | ELBOW 90 DEG. D20 | 28.29 | 2811085999 | RUBBER HOSE D17X8MM LENGTH100M | 769.05
2811661490 | 207.53 | 0 | 176.4 | PM Series Union Adapter - FEMALE 2 1/2"-D63 | 50 |  | 2811661490 | 207.53 | 176.4 | 176.4 | 176.4005 | 2811100390 | CLIP CONDUCTIVITY KIT ELBOW 90 | 54.28 | 54.28 | 47.61 | 43.28 | 21.46 |  | 2811100280 | SOCKET EQUAL D20 | 23.04 | 2811100390 | CLIP CONDUCTIVITY KIT ELBOW 90 | 43.28 | 2811100000 | PIPE STRAIGHT D20 x1 | 63.79
2811771490 | 237.36 | 0 | 201.76 | PM Series Union Adapter - FEMALE 3"-D80 | 63 |  | 2811771490 | 237.36 | 201.76 | 201.76 | 201.756 | 2811100480 | ELBOW 45 DEG. D20 | 37.1 | 37.1 | 32.54 | 34.58 | 74.83 |  | 2811100290 | CLIP CONDUCTIVITY KIT EQ 20/25 | 93.43 | 2811100480 | ELBOW 45 DEG. D20 | 34.58 | 2811100280 | SOCKET EQUAL D20 | 20.21
| #N/A |  |  |  | 80 |  |  | #N/A |  |  |  | 2811100490 | CLIP CONDUCTIVITY KIT ELBOW 45 | 190.08 | 190.08 | 166.74 | 151.58 | 28.4 |  | 2811100380 | ELBOW 90 DEG. D20 | 32.97 | 2811100490 | CLIP CONDUCTIVITY KIT ELBOW 45 | 151.58 | 2811100290 | CLIP CONDUCTIVITY KIT EQ 20/25 | 81.96
2811100680 | 24.87 | 0 | 21.14 | End Cap - PF |  |  | 2811100680 | 24.87 | 21.14 | 21.14 | 21.1395 | 2811100580 | TEE EQUAL D20 | 38.53 | 38.53 | 33.8 | 37.73 | 43.46 |  | 2811100390 | CLIP CONDUCTIVITY KIT ELBOW 90 | 54.28 | 2811100580 | TEE EQUAL D20 | 37.73 | 2811100380 | ELBOW 90 DEG. D20 | 28.92
2811200680 | 31.65 | 0 | 26.9 | End Cap - PF | 20 |  | 2811200680 | 31.65 | 26.9 | 26.9 | 26.9025 | 2811100590 | CLIP CONDUCTIVITY KIT TEE D20 | 131.32 | 131.32 | 115.19 | 104.72 | 44.77 |  | 2811100480 | ELBOW 45 DEG. D20 | 37.1 | 2811100590 | CLIP CONDUCTIVITY KIT TEE D20 | 104.72 | 2811100390 | CLIP CONDUCTIVITY KIT ELBOW 90 | 47.61
2811400680 | 40.98 | 0 | 34.83 | End Cap - PF | 26 |  | 2811400680 | 40.98 | 34.83 | 34.83 | 34.833 | 2811100680 | CAP END D20 | 24.87 | 24.87 | 21.82 | 29.73 | 152.22 |  | 2811100490 | CLIP CONDUCTIVITY KIT ELBOW 45 | 190.08 | 2811100680 | CAP END D20 | 29.73 | 2811100480 | ELBOW 45 DEG. D20 | 32.54
2811500680 | 57.89 | 0 | 49.21 | End Cap - PF | 40 |  | 2811500680 | 57.89 | 49.21 | 49.21 | 49.2065 | 2811100980 | TEE REDUCTION D20 X 1/2 NPT | 106.5 | 106.5 | 93.42 | 86.17 | 37.9 |  | 2811100580 | TEE EQUAL D20 | 38.53 | 2811100980 | TEE REDUCTION D20 X 1/2 NPT | 86.17 | 2811100490 | CLIP CONDUCTIVITY KIT ELBOW 45 | 166.74
2811600690 | 85.83 | 0 | 72.96 | PM Series End Cap D63 | 50 |  | 2811600690 | 85.83 | 72.96 | 72.96 | 72.9555 | 2811101880 | NIPPLE SOCKET D20X 1/2 NPT | 26.7 | 26.7 | 23.42 | 35.75 | 105.18 |  | 2811100590 | CLIP CONDUCTIVITY KIT TEE D20 | 131.32 | 2811101880 | NIPPLE SOCKET D20X 1/2 NPT | 35.75 | 2811100580 | TEE EQUAL D20 | 33.8
2811700690 | 102.53 | 0 | 87.15 | PM Series End Cap D80 | 63 |  | 2811700690 | 102.53 | 87.15 | 87.15 | 87.1505 | 2811102080 | KIT AIRNET D20 1/2 INCH NPT | 57.47 | 57.47 | 50.41 | 52.71 | 29.85 |  | 2811100680 | CAP END D20 | 24.87 | 2811102080 | KIT AIRNET D20 1/2 INCH NPT | 52.71 | 2811100590 | CLIP CONDUCTIVITY KIT TEE D20 | 115.19
2810981600 | 187.84 | 0 | 159.66 | End Cap | 80 |  | 2810981600 | 187.84 | 159.66 | 159.66 | 159.664 | 2811102480 | NIPPLE WALLMOUNT D20 | 53.81 | 53.81 | 47.2 | 49.35 | 86.54 |  | 2811100980 | TEE REDUCTION D20 X 1/2 NPT | 106.5 | 2811102480 | NIPPLE WALLMOUNT D20 | 49.35 | 2811100680 | CAP END D20 | 21.82
| #N/A |  |  |  | 100-158 |  |  | #N/A |  |  |  | 2811102680 | NIPPLE WALLMOUNT 3/4 INCH NPT | 51.9 | 51.9 | 45.53 | 47.6 | 35.91 |  | 2811101880 | NIPPLE SOCKET D20X 1/2 NPT | 26.7 | 2811102680 | NIPPLE WALLMOUNT 3/4 INCH NPT | 47.6 | 2811100980 | TEE REDUCTION D20 X 1/2 NPT | 93.42
2811205191 | 91.71 | 0 | 77.95 | VALVE PUSH FIT D25 |  |  | 2811205191 | 91.71 | 77.95 | 77.95 | 77.9535 | 2811102800 | TOOL SPANNER D20 | 3.97 | 3.97 | 3.48 | 5.88 | 52.95 |  | 2811102080 | KIT AIRNET D20 1/2 INCH NPT | 57.47 | 2811102800 | TOOL SPANNER D20 | 5.88 | 2811101880 | NIPPLE SOCKET D20X 1/2 NPT | 23.42
2811225391 | 96 | 0 | 81.6 | VALVE THREADED D25 X 1 NPT | 25 |  | 2811225391 | 96 | 81.6 | 81.6 | 81.6 | 2811104180 | NIPPLE WALLMOUNT D20 1XNPT | 44.63 | 44.63 | 39.15 | 40.93 | 56.61 |  | 2811102480 | NIPPLE WALLMOUNT D20 | 53.81 | 2811104180 | NIPPLE WALLMOUNT D20 1XNPT | 40.93 | 2811102080 | KIT AIRNET D20 1/2 INCH NPT | 50.41
2811105191 | 62.84 | 0 | 53.41 | VALVE THREADED D20 X 3/4 NPT | 25 |  | 2811105191 | 62.84 | 53.41 | 53.41 | 53.414 | 2811104380 | MANIFOLD D20 NPT | 137.94 | 137.94 | 121 | 126.5 | 47.8 |  | 2811102680 | NIPPLE WALLMOUNT 3/4 INCH NPT | 51.9 | 2811104380 | MANIFOLD D20 NPT | 126.5 | 2811102480 | NIPPLE WALLMOUNT D20 | 47.2
2811405191 | 153.4 | 0 | 130.39 | BALL VALVE D40 | 20 |  | 2811405191 | 153.4 | 130.39 | 130.39 | 130.39 | 2811105191 | VALVE PUSH FIT D20 | 62.84 | 62.84 | 55.12 | 80.11 | 6.13 |  | 2811102800 | TOOL SPANNER D20 | 3.97 | 2811105191 | VALVE PUSH FIT D20 | 80.11 | 2811102680 | NIPPLE WALLMOUNT 3/4 INCH NPT | 45.53
2811505191 | 299.15 | 0 | 254.28 | BALL VALVE D50 | 40 |  | 2811505191 | 299.15 | 254.28 | 254.28 | 254.2775 | 2811106100 | Aluminium Pipe - Inert Gases 5.7m (18.7') | 84.7 | 84.7 | 74.3 | 64.11 | 41.12 |  | 2811104180 | NIPPLE WALLMOUNT D20 1XNPT | 44.63 | 2811106100 | Aluminium Pipe - Inert Gases 5.7m (18.7') | 64.11 | 2811102800 | TOOL SPANNER D20 | 3.48
2811115391 | 83.19 | 0 | 70.71 | VALVE THREADED D20 X 3/4 NPT | 50 |  | 2811115391 | 83.19 | 70.71 | 70.71 | 70.7115 | 2811106200 | Aluminum Pipe - GRAY - 5.7m (18.7') | 91.6 | 91.6 | 80.35 | 81.78 | 127.05 |  | 2811104380 | MANIFOLD D20 NPT | 137.94 | 2811106200 | Aluminum Pipe - GRAY - 5.7m (18.7') | 81.78 | 2811104180 | NIPPLE WALLMOUNT D20 1XNPT | 39.15
2811445391 | 178.51 | 0 | 151.73 | VALVE SET Q=4 DN40X1.1/2NPT VALVE SET Q=4 DN40X1.1/2NPT | 20 |  | 2811445391 | 178.51 | 151.73 | 151.73 | 151.7335 | 2811106705 | PIPE S - BEND D20 | 85.02 | 85.02 | 74.58 | 64.4 | 80.46 |  | 2811105191 | VALVE PUSH FIT D20 | 62.84 | 2811106705 | PIPE S - BEND D20 | 64.4 | 2811104380 | MANIFOLD D20 NPT | 121
2811555391 | 222.87 | 0 | 189.44 | VALVE SET Q=2 DN50X2NPT VALVE SET Q=2 DN50X2NPT | 40 |  | 2811555391 | 222.87 | 189.44 | 189.44 | 189.4395 | 2811111480 | UNION ADAPTER D20 X 3/4 NPT | 74.13 | 74.13 | 78.23 | 91.86 | 64.46 |  | 2811106100 | Aluminium Pipe - Inert Gases 5.7m (18.7') | 84.7 | 2811111480 | UNION ADAPTER D20 X 3/4 NPT | 91.86 | 2811105191 | VALVE PUSH FIT D20 | 55.12
2811605190 | 555.32 | 0 | 472.02 | PM Series Butterfly Valve Pipe-to-Pipe D63-D63 | 50 |  | 2811605190 | 555.32 | 472.02 | 472.02 | 472.022 | 2811111880 | NIPPLE SOCKET D20X 3/4 NPT | 31.71 | 31.71 | 27.82 | 42.15 | 73.35 |  | 2811106200 | Aluminum Pipe - GRAY - 5.7m (18.7') | 91.6 | 2811111880 | NIPPLE SOCKET D20X 3/4 NPT | 42.15 | 2811106100 | Aluminium Pipe - Inert Gases 5.7m (18.7') | 74.3
2811705190 | 746.86 | 0 | 634.83 | PM Series Butterfly Valve D80 Pipe-to-Pipe | 63 |  | 2811705190 | 746.86 | 634.83 | 634.83 | 634.831 | 2811112220 | CLIP PIPE D20 1/4 UNC 20PCS | 60.47 | 60.47 | 53.04 | 48.22 | 64.75 |  | 2811106490 | Fuxation Kit - PF Series D20 | 63.34 | 2811112220 | CLIP PIPE D20 1/4 UNC 20PCS | 48.22 | 2811106200 | Aluminum Pipe - GRAY - 5.7m (18.7') | 80.35
2811775390 | 771.91 | 0 | 656.12 | PM Series Butterfly Valve D80-FEMALE 3" NPT | 80 |  | 2811775390 | 771.91 | 656.12 | 656.12 | 656.1235 | 2811115391 | VALVE THREADED D20 X 3/4 NPT | 83.19 | 83.19 | 72.97 | 96.34 | 92.26 |  | 2811106705 | PIPE S - BEND D20 | 85.02 | 2811115391 | VALVE THREADED D20 X 3/4 NPT | 96.34 | 2811106705 | PIPE S - BEND D20 | 74.58
2811665390 | 617.31 | 0 | 524.71 | PM Series Butterfly Valve D63-FEMALE 2 1/2" NPT | 80 |  | 2811665390 | 617.31 | 524.71 | 524.71 | 524.7135 | 2811117600 | NIPPLE HEXAGON 3/4 ISO 7-R | 34.61 | 34.61 | 30.36 | 27.6 | 42.34 |  | 2811110922 | Threaded tee D22x3/4"x22 | 76.1 | 2811117600 | NIPPLE HEXAGON 3/4 ISO 7-R | 27.6 | 2811110922 | Threaded tee D22x3/4"x22 | 66.75
| #N/A |  |  |  | 63 |  |  | #N/A |  |  |  | 2811117700 | NIPPLE HEXAGON 3/4 INCH NPT | 27.28 | 27.28 | 23.93 | 25.01 | 48.43 |  | 2811111422 | Adapter union D22x3/4" | 89.18 | 2811117700 | NIPPLE HEXAGON 3/4 INCH NPT | 25.01 | 2811111422 | Adapter union D22x3/4" | 78.23
2811615490 | 156.04 | 0 | 132.63 | PM Series Flange D63 ANSI |  |  | 2811615490 | 156.04 | 132.63 | 132.63 | 132.634 | 2811117800 | SOCKET 3/4 INCH ISO 228 | 20.01 | 20.01 | 17.55 | 15.95 | 79.39 |  | 2811111480 | UNION ADAPTER D20 X 3/4 NPT | 74.13 | 2811117800 | SOCKET 3/4 INCH ISO 228 | 15.95 | 2811111480 | UNION ADAPTER D20 X 3/4 NPT | 65.03
2811715490 | 209.82 | 0 | 178.35 | PM Series Flange D80 ANSI | 63 |  | 2811715490 | 209.82 | 178.35 | 178.35 | 178.347 | 2811117900 | SOCKET 3/4 INCH NPT | 31.02 | 31.02 | 27.21 | 28.45 | 27.71 |  | 2811111880 | NIPPLE SOCKET D20X 3/4 NPT | 31.71 | 2811117900 | SOCKET 3/4 INCH NPT | 28.45 | 2811111880 | NIPPLE SOCKET D20X 3/4 NPT | 27.82
| #N/A |  |  |  | 80 |  |  | #N/A |  |  |  | 2811125100 | LOCKABLE HANDLE D20/D25 | 26.13 | 26.13 | 22.92 | 23.97 | 25.11 |  | 2811112220 | CLIP PIPE D20 1/4 UNC 20PCS | 60.47 | 2811125100 | LOCKABLE HANDLE D20/D25 | 23.97 | 2811112220 | CLIP PIPE D20 1/4 UNC 20PCS | 53.04
1606456104 | 539.22 | 0 | 458.34 | Butterfly Valve |  |  | 1606456104 | 539.22 | 458.34 | 458.34 | 458.337 | 2811126400 | FIXATION SPACER VALVE D20-D25 | 33.32 | 33.32 | 29.23 | 30.56 | 16.03 |  | 2811115391 | VALVE THREADED D20 X 3/4 NPT | 83.19 | 2811126400 | FIXATION SPACER VALVE D20-D25 | 30.56 | 2811115391 | VALVE THREADED D20 X 3/4 NPT | 72.97
2810905100 | 580.51 | 0 | 493.43 | Butterfly Valve | 100 |  | 2810905100 | 580.51 | 493.43 | 493.43 | 493.4335 | 2811200000 | PIPE STRAIGHT D25 x1 | 90.89 | 90.89 | 79.73 | 111.57 | 28.56 |  | 2811117600 | NIPPLE HEXAGON 3/4 ISO 7-R | 34.61 | 2811200000 | PIPE STRAIGHT D25 x1 | 111.57 | 2811117600 | NIPPLE HEXAGON 3/4 ISO 7-R | 30.36
2810806010 | 59.34 | 0 | 50.44 | Spare Bolts & Pins - OBSOLETE - | 158 |  | 2810806010 | 59.34 | 50.44 | 50.44 | 50.439 | 2811200280 | SOCKET EQUAL D25 | 35.21 | 35.21 | 30.89 | 32.29 | 24.05 |  | 2811117700 | NIPPLE HEXAGON 3/4 INCH NPT | 27.28 | 2811200280 | SOCKET EQUAL D25 | 32.29 | 2811117700 | NIPPLE HEXAGON 3/4 INCH NPT | 23.93
2810025408 | 127.62 | 0 | 108.48 | Long Bolts Flange | OBSOL. |  | 2810025408 | 127.62 | 108.48 | 108.48 | 108.477 | 2811200380 | ELBOW 90 DEG. D25 | 41.74 | 41.74 | 36.61 | 35.97 | 31 |  | 2811117800 | SOCKET 3/4 INCH ISO 228 | 20.01 | 2811200380 | ELBOW 90 DEG. D25 | 35.97 | 2811117800 | SOCKET 3/4 INCH ISO 228 | 17.55
2810045408 | 202.28 | 0 | 171.94 | Long Bolts Flange | 4" |  | 2810045408 | 202.28 | 171.94 | 171.94 | 171.938 | 2811200390 | CLIP CONDUCTIVITY KIT ELBOW 90* | 51.12 | 51.12 | 44.84 | 40.76 | 113.2 |  | 2811117900 | SOCKET 3/4 INCH NPT | 31.02 | 2811200390 | CLIP CONDUCTIVITY KIT ELBOW 90* | 40.76 | 2811117900 | SOCKET 3/4 INCH NPT | 27.21
2811615490 | 156.04 | 0 | 132.63 | Flange 63mm PM w/ M-NPT | 6" |  | 2811615490 | 156.04 | 132.63 | 132.63 | 132.634 | 2811200480 | ELBOW 45 DEG. D25 | 48.91 | 48.91 | 42.9 | 44.85 | 32.43 |  | 2811121422 | Adapter union D22x1'' | 93.57 | 2811200480 | ELBOW 45 DEG. D25 | 44.85 | 2811121422 | Adapter union D22x1'' | 82.08
2811715490 | 209.82 | 0 | 178.35 | Flange 80mm PM w/ M-NPT | 63 |  | 2811715490 | 209.82 | 178.35 | 178.35 | 178.347 | 2811200490 | CLIP CONDUCTIVITY KIT ELBOW 45* | 155.03 | 155.03 | 135.99 | 123.63 | 36.13 | 445.51 | 2811125100 | LOCKABLE HANDLE D20/D25 | 26.13 | 2811200490 | CLIP CONDUCTIVITY KIT ELBOW 45* | 123.63 | 2811125100 | LOCKABLE HANDLE D20/D25 | 22.92
2810825400 | 284.11 | 0 | 241.49 | ANSI Flange 100mm | 80 |  | 2810825400 | 284.11 | 241.49 | 241.49 | 241.4935 | 2811200580 | TEE EQUAL D25 | 50.48 | 50.48 | 44.28 | 45.14 | 40.94 |  | 2811126400 | FIXATION SPACER VALVE D20-D25 | 33.32 | 2811200580 | TEE EQUAL D25 | 45.14 | 2811126400 | FIXATION SPACER VALVE D20-D25 | 29.23
2810915400 | 317.97 | 0 | 270.27 | ANSI Flange 158mm | 100 |  | 2810915400 | 317.97 | 270.27 | 270.27 | 270.2745 | 2811200590 | CLIP CONDUCTIVITY KIT TEE D25 | 128.9 | 128.9 | 113.07 | 102.79 | 35 |  | 2811200000 | PIPE STRAIGHT D25 x1 | 90.89 | 2811200590 | CLIP CONDUCTIVITY KIT TEE D25 | 102.79 | 2811200000 | PIPE STRAIGHT D25 x1 | 79.73
| #N/A |  |  |  | 158 |  |  | #N/A |  |  |  | 2811200680 | CAP END D25 | 31.65 | 31.65 | 27.76 | 39.38 | 124.16 |  | 2811200280 | SOCKET EQUAL D25 | 35.21 | 2811200680 | CAP END D25 | 39.38 | 2811200280 | SOCKET EQUAL D25 | 30.89
2811125100 | 26.13 | 0 | 22.21 | Lock Out / Tag Out Valve Handles - 20 / 25 mm |  |  | 2811125100 | 26.13 | 22.21 | 22.21 | 22.2105 | 2811200980 | TEE REDUCTION D25 X 1/2 NPT | 112.14 | 112.14 | 98.37 | 98.25 | 45.33 |  | 2811200380 | ELBOW 90 DEG. D25 | 41.74 | 2811200980 | TEE REDUCTION D25 X 1/2 NPT | 98.25 | 2811200380 | ELBOW 90 DEG. D25 | 36.61
2811455100 | 40.42 | 0 | 34.36 | Lock Out / Tag Out Valve Handles - 40 / 50 mm | ACCESSORIES |  | 2811455100 | 40.42 | 34.36 | 34.36 | 34.357 | 2811201280 | QUICKDROP THREADED 1/2 FNPT | 30.83 | 30.83 | 27.04 | 35.97 | 103.23 |  | 2811200390 | CLIP CONDUCTIVITY KIT ELBOW 90* | 51.12 | 2811201280 | QUICKDROP THREADED 1/2 FNPT | 35.97 | 2811200390 | CLIP CONDUCTIVITY KIT ELBOW 90* | 44.84
| #N/A |  |  |  | ACCESSORIES |  |  | #N/A |  |  |  | 2811202080 | KIT AIRNET D25 1/2 INCH NPT | 66.76 | 66.76 | 58.56 | 61.23 | 29.5 |  | 2811200480 | ELBOW 45 DEG. D25 | 48.91 | 2811202080 | KIT AIRNET D25 1/2 INCH NPT | 61.23 | 2811200480 | ELBOW 45 DEG. D25 | 42.9
2811126400 | 33.32 | 0 | 28.32 | VALVE SUPPORT |  |  | 2811126400 | 33.32 | 28.32 | 28.32 | 28.322 | 2811202480 | NIPPLE WALLMOUNT D25 NPT | 60.16 | 60.16 | 52.77 | 55.16 | 98.67 |  | 2811200490 | CLIP CONDUCTIVITY KIT ELBOW 45* | 155.03 | 2811202480 | NIPPLE WALLMOUNT D25 NPT | 55.16 | 2811200490 | CLIP CONDUCTIVITY KIT ELBOW 45* | 135.99
| #N/A |  |  |  | ACCESSORIES |  |  | #N/A |  |  | #N/A | 2811202800 | TOOL SPANNER D25 | 4.04 | 4.04 | 3.54 | 5.98 | 51.79 |  | 2811200580 | TEE EQUAL D25 | 50.48 | 2811202800 | TOOL SPANNER D25 | 5.98 | 2811200580 | TEE EQUAL D25 | 44.28
2811102480 | 53.81 | 0 | 45.74 | Manifold, 3 outlet Ports female Threaded - PF Series |  |  | 2811102480 | 53.81 | 45.74 | 45.74 | 45.7385 | 2811204180 | NIPPLE WALLMOUNT D25 1XNPT | 54.9 | 54.9 | 48.16 | 50.35 | 61.49 |  | 2811200590 | CLIP CONDUCTIVITY KIT TEE D25 | 128.9 | 2811204180 | NIPPLE WALLMOUNT D25 1XNPT | 50.35 | 2811200590 | CLIP CONDUCTIVITY KIT TEE D25 | 113.07
2811202480 | 60.16 | 0 | 51.14 | Manifold, 3 outlet Ports female Threaded - PF Series | 20 |  | 2811202480 | 60.16 | 51.14 | 51.14 | 51.136 | 2811204380 | MANIFOLD D25 NPT | 165.07 | 165.07 | 144.8 | 151.39 | 45.35 |  | 2811200680 | CAP END D25 | 31.65 | 2811204380 | MANIFOLD D25 NPT | 151.39 | 2811200680 | CAP END D25 | 27.76
2811002680 | 50.99 | 0 | 43.34 | Manifold 1/2 NPT Inlet & 3 outlet Ports female Threaded - PF | 25 |  | 2811002680 | 50.99 | 43.34 | 43.34 | 43.3415 | 2811205191 | VALVE PUSH FIT D25 | 91.71 | 91.71 | 80.45 | 104.14 | 6.24 | 1.54 | 2811200980 | TEE REDUCTION D25 X 1/2 NPT | 112.14 | 2811205191 | VALVE PUSH FIT D25 | 104.14 | 2811200980 | TEE REDUCTION D25 X 1/2 NPT | 98.37
2811102680 | 51.9 | 0 | 44.12 | Manifold 3/4 NPT Inlet & 3 outlet Ports female Threaded - PF |  |  | 2811102680 | 51.9 | 44.12 | 44.12 | 44.115 | 2811206100 | Aluminium Pipe - Inert Gases 5.7m (18.7') | 137.26 | 137.26 | 120.4 | 122.53 | 50.57 |  | 2811201280 | QUICKDROP THREADED 1/2 FNPT | 30.83 | 2811206100 | Aluminium Pipe - Inert Gases 5.7m (18.7') | 122.53 | 2811201280 | QUICKDROP THREADED 1/2 FNPT | 27.04
2811104180 | 44.63 | 0 | 37.94 | Single Port Manifold PF Series Sm 20mm Inlet - 1/2" Outlet |  |  | 2811104180 | 44.63 | 37.94 | 37.94 | 37.9355 | 2811206200 | Aluminium Pipe - GRAY 5.7m | 140.97 | 140.97 | 123.66 | 125.84 | 152.03 |  | 2811202080 | KIT AIRNET D25 1/2 INCH NPT | 66.76 | 2811206200 | Aluminium Pipe - GRAY 5.7m | 125.84 | 2811202080 | KIT AIRNET D25 1/2 INCH NPT | 58.56
2811204180 | 54.9 | 0 | 46.67 | Single Port Manifold PF Series LG 25mm Inlet - 1/2" Outlet | 20 |  | 2811204180 | 54.9 | 46.67 | 46.67 | 46.665 | 2811206301 | Aluminium Pipe-Blue- 2.85m (9.35ft) | 56.08 | 56.08 | 49.19 | 50.06 | 104.57 |  | 2811202480 | NIPPLE WALLMOUNT D25 NPT | 60.16 | 2811206301 | Aluminium Pipe-Blue- 2.85m (9.35ft) | 50.06 | 2811202480 | NIPPLE WALLMOUNT D25 NPT | 52.77
| #N/A |  |  |  | 25 |  |  | #N/A |  |  |  | 2811206510 | KIT AIRNET QD D25 SEALS | 46.95 | 46.95 | 41.18 | 43.24 | 109.9 |  | 2811202800 | TOOL SPANNER D25 | 4.04 | 2811206510 | KIT AIRNET QD D25 SEALS | 43.24 | 2811202800 | TOOL SPANNER D25 | 3.54
2811104380 | 137.94 | 0 | 117.25 | Manifold 20mm NPT |  |  | 2811104380 | 137.94 | 117.25 | 117.25 | 117.249 | 2811206705 | PIPE S - BEND D25 | 117.71 | 117.71 | 103.25 | 105.07 | 112.84 | 6.68 | 2811204180 | NIPPLE WALLMOUNT D25 1XNPT | 54.9 | 2811206705 | PIPE S - BEND D25 | 105.07 | 2811204180 | NIPPLE WALLMOUNT D25 1XNPT | 48.16
2811204380 | 165.07 | 0 | 140.31 | Manifold 25mm NPT | 20 |  | 2811204380 | 165.07 | 140.31 | 140.31 | 140.3095 | 2811210780 | TEE REDUCTION D25 D20 | 49.73 | 49.73 | 43.62 | 45.6 | 50.06 | 809.02 | 2811204380 | MANIFOLD D25 NPT | 165.07 | 2811210780 | TEE REDUCTION D25 D20 | 45.6 | 2811204380 | MANIFOLD D25 NPT | 144.8
| #N/A |  |  |  | 25 |  |  | #N/A |  |  |  | 2811210980 | TEE REDUCTION D25 X 3/4 NPT | 115.15 | 115.15 | 101.01 | 94.11 | 43.24 |  | 2811205191 | VALVE PUSH FIT D25 | 91.71 | 2811210980 | TEE REDUCTION D25 X 3/4 NPT | 94.11 | 2811205191 | VALVE PUSH FIT D25 | 80.45
2811007502 | 10.44 | 0 | 8.87 | Threaded Plugs for Manifold Outlets - 1/2" Male (2 pack) |  |  | 2811007502 | 10.44 | 8.87 | 8.87 | 8.874 | 2811211080 | QUICKDROP PUSH FIT D25XD20 | 27.49 | 27.49 | 24.11 | 36.59 | 105.64 |  | 2811206100 | Aluminium Pipe - Inert Gases 5.7m (18.7') | 137.26 | 2811211080 | QUICKDROP PUSH FIT D25XD20 | 36.59 | 2811206100 | Aluminium Pipe - Inert Gases 5.7m (18.7') | 120.4
| #N/A |  |  |  | 1/2" |  |  | #N/A |  |  |  | 2811211880 | NIPPLE SOCKET D25X 3/4 NPT | 48.54 | 48.54 | 42.58 | 44.52 | 45.79 |  | 2811206200 | Aluminium Pipe - GRAY 5.7m | 140.97 | 2811211880 | NIPPLE SOCKET D25X 3/4 NPT | 44.52 | 2811206200 | Aluminium Pipe - GRAY 5.7m | 123.66
2811406510 | 37.4 | 0 | 31.79 | Quick Drop O Ring Custom Seal PF | SPARE PARTS |  | 2811406510 | 37.4 | 31.79 | 31.79 | 31.79 | 2811212080 | KIT AIRNET D25 3/4 INCH NPT | 74.84 | 74.84 | 65.65 | 57.13 | 94.53 |  | 2811206301 | Aluminium Pipe-Blue- 2.85m (9.35ft) | 56.08 | 2811212080 | KIT AIRNET D25 3/4 INCH NPT | 57.13 | 2811206301 | Aluminium Pipe-Blue- 2.85m (9.35ft) | 49.19
2811606510 | 19.53 | 0 | 16.6 | Quick Drop O Ring Custom Seal PF | SPARE PARTS |  | 2811606510 | 19.53 | 16.6 | 16.6 | 16.6005 | 2811212180 | SOCKET REDUCTION D20 D25 | 40.98 | 40.98 | 35.95 | 36.43 | 36.74 |  | 2811206490 | Fuxation Kit - PF Series D25 | 126.63 | 2811212180 | SOCKET REDUCTION D20 D25 | 36.43 | 2811206510 | KIT AIRNET QD D25 SEALS | 41.18
2811206510 | 46.95 | 0 | 39.91 | Fitting O-ring set D25 | SPARE PARTS |  | 2811206510 | 46.95 | 39.91 | 39.91 | 39.9075 | 2811212220 | CLIP PIPE D25 1/4 UNC 20PCS | 64.57 | 64.57 | 56.64 | 51.49 | 44.71 |  | 2811206510 | KIT AIRNET QD D25 SEALS | 46.95 | 2811212220 | CLIP PIPE D25 1/4 UNC 20PCS | 51.49 | 2811206705 | PIPE S - BEND D25 | 103.25
| #N/A | [6 empty] | #N/A |  |  |  | 2811221480 | UNION ADAPTER 1 INCH NPT | 85.92 | 85.92 | 75.37 | 97.54 | 57.39 |  | 2811206705 | PIPE S - BEND D25 | 117.71 | 2811221480 | UNION ADAPTER 1 INCH NPT | 97.54 | 2811210780 | TEE REDUCTION D25 D20 | 43.62
1310073618 | 10.84 | 0 | 9.21 | Threaded Rod 3/8" | Bracket |  | 1310073618 | 10.84 | 9.21 | 9.21 | 9.214 | 2811221880 | NIPPLE SOCKET D25X 1 NPT | 58.29 | 58.29 | 51.13 | 60.8 | 36.57 |  | 2811210780 | TEE REDUCTION D25 D20 | 49.73 | 2811221880 | NIPPLE SOCKET D25X 1 NPT | 60.8 | 2811210980 | TEE REDUCTION D25 X 3/4 NPT | 101.01
1310074250 | 3.25 | 0 | 2.76 | Threaded Rod 1/4" | Bracket |  | 1310074250 | 3.25 | 2.76 | 2.76 | 2.7625 | 2811225391 | VALVE THREADED D25 X 1 NPT | 96 | 96 | 84.21 | 96.55 | 51.71 |  | 2811210980 | TEE REDUCTION D25 X 3/4 NPT | 115.15 | 2811225391 | VALVE THREADED D25 X 1 NPT | 96.55 | 2811211080 | QUICKDROP PUSH FIT D25XD20 | 24.11
1310074413 | 8.16 | 0 | 6.94 | Threaded Rod 5/16"" | Bracket |  | 1310074413 | 8.16 | 6.94 | 6.94 | 6.936 | 2811227700 | NIPPLE HEXAGON 1 INCH NPT | 46.93 | 46.93 | 41.17 | 43.05 | 97.97 |  | 2811211080 | QUICKDROP PUSH FIT D25XD20 | 27.49 | 2811227700 | NIPPLE HEXAGON 1 INCH NPT | 43.05 | 2811211880 | NIPPLE SOCKET D25X 3/4 NPT | 42.58
2810003005 | 159.06 | 0 | 135.2 | Profile Channel | Bracket |  | 2810003005 | 159.06 | 135.2 | 135.2 | 135.201 | 2811227900 | SOCKET 1 INCH NPT - F | 49.38 | 49.38 | 43.32 | 45.29 | 61.05 |  | 2811211880 | NIPPLE SOCKET D25X 3/4 NPT | 48.54 | 2811227900 | SOCKET 1 INCH NPT - F | 45.29 | 2811212080 | KIT AIRNET D25 3/4 INCH NPT | 65.65
2810003205 | 145.08 | 0 | 123.32 | Cantilever arm | Bracket |  | 2810003205 | 145.08 | 123.32 | 123.32 | 123.318 | 2811337900 | SOCKET 1 1/4 INCH NPT | 50.79 | 50.79 | 44.55 | 46.58 | 96.97 |  | 2811212080 | KIT AIRNET D25 3/4 INCH NPT | 74.84 | 2811337900 | SOCKET 1 1/4 INCH NPT | 46.58 | 2811212180 | SOCKET REDUCTION D20 D25 | 35.95
2810013200 | 40.41 | 0 | 34.35 | Cantilever arm | Bracket |  | 2810013200 | 40.41 | 34.35 | 34.35 | 34.3485 | 2811400000 | PIPE STRAIGHT D40 x1 | 148.53 | 148.53 | 130.29 | 158.3 | 43.23 |  | 2811212180 | SOCKET REDUCTION D20 D25 | 40.98 | 2811400000 | PIPE STRAIGHT D40 x1 | 158.3 | 2811212220 | CLIP PIPE D25 1/4 UNC 20PCS | 56.64
2810003105 | 149.2 | 0 | 126.82 | Cantilever arm | Bracket |  | 2810003105 | 149.2 | 126.82 | 126.82 | 126.82 | 2811400280 | SOCKET EQUAL D40 | 61.05 | 61.05 | 53.55 | 59.68 | 45.48 |  | 2811212220 | CLIP PIPE D25 1/4 UNC 20PCS | 64.57 | 2811400280 | SOCKET EQUAL D40 | 59.68 | 2811221480 | UNION ADAPTER 1 INCH NPT | 75.37
2810003310 | 26.41 | 0 | 22.45 | T-Bolts | Bracket |  | 2810003310 | 26.41 | 22.45 | 22.45 | 22.4485 | 2811400290 | CLIP CONDUCTIVITY KIT EQ D40 | 84.74 | 84.74 | 74.33 | 67.57 | 46.78 |  | 2811221480 | UNION ADAPTER 1 INCH NPT | 85.92 | 2811400290 | CLIP CONDUCTIVITY KIT EQ D40 | 67.57 | 2811221880 | NIPPLE SOCKET D25X 1 NPT | 51.13
2810013310 | 28.02 | 0 | 23.82 | T-Bolts | Bracket |  | 2810013310 | 28.02 | 23.82 | 23.82 | 23.817 | 2811400380 | ELBOW 90 DEG. D40 | 65.24 | 65.24 | 57.23 | 71.34 | 160.62 |  | 2811221880 | NIPPLE SOCKET D25X 1 NPT | 58.29 | 2811400380 | ELBOW 90 DEG. D40 | 71.34 | 2811225391 | VALVE THREADED D25 X 1 NPT | 84.21
2810033310 | 30.97 | 0 | 26.32 | T-Bolts | Bracket |  | 2810033310 | 30.97 | 26.32 | 26.32 | 26.3245 | 2811400390 | CLIP CONDUCTIVITY KIT ELBOW90 | 49.67 | 49.67 | 43.57 | 39.61 | 59.93 |  | 2811225391 | VALVE THREADED D25 X 1 NPT | 96 | 2811400390 | CLIP CONDUCTIVITY KIT ELBOW90 | 39.61 | 2811227700 | NIPPLE HEXAGON 1 INCH NPT | 41.17
2810003410 | 15.17 | 0 | 12.89 | Protection cap | Bracket |  | 2810003410 | 15.17 | 12.89 | 12.89 | 12.8945 | 2811400480 | ELBOW 45 DEG. D40 | 76.64 | 76.64 | 67.23 | 69.14 | 67.85 |  | 2811227700 | NIPPLE HEXAGON 1 INCH NPT | 46.93 | 2811400480 | ELBOW 45 DEG. D40 | 69.14 | 2811227900 | SOCKET 1 INCH NPT - F | 43.32
2810003510 | 76.44 | 0 | 64.97 | Beam Clamp | Bracket |  | 2810003510 | 76.44 | 64.97 | 64.97 | 64.974 | 2811400490 | CLIP CONDUCTIVITY KIT ELBOW45 | 123.51 | 123.51 | 108.34 | 98.49 | 71.64 |  | 2811227900 | SOCKET 1 INCH NPT - F | 49.38 | 2811400490 | CLIP CONDUCTIVITY KIT ELBOW45 | 98.49 | 2811337900 | SOCKET 1 1/4 INCH NPT | 44.55
2810013510 | 62.51 | 0 | 53.13 | Beam Clamp | Bracket |  | 2810013510 | 62.51 | 53.13 | 53.13 | 53.1335 | 2811400580 | TEE EQUAL D40 | 69.87 | 69.87 | 61.29 | 79.03 | 39.79 |  | 2811337900 | SOCKET 1 1/4 INCH NPT | 50.79 | 2811400580 | TEE EQUAL D40 | 79.03 | 2811400000 | PIPE STRAIGHT D40 x1 | 130.29
2810023510 | 66.29 | 0 | 56.35 | Beam Clamp | Bracket |  | 2810023510 | 66.29 | 56.35 | 56.35 | 56.3465 | 2811400590 | CLIP CONDUCTIVITY KIT TEE D40 | 248.06 | 248.06 | 217.6 | 197.82 | 69.43 |  | 2811400000 | PIPE STRAIGHT D40 x1 | 148.53 | 2811400590 | CLIP CONDUCTIVITY KIT TEE D40 | 197.82 | 2811400280 | SOCKET EQUAL D40 | 53.55
2810033510 | 68.16 | 0 | 57.94 | Beam Clamp | Bracket |  | 2810033510 | 68.16 | 57.94 | 57.94 | 57.936 | 2811400680 | CAP END D40 | 40.98 | 40.98 | 35.95 | 47.93 | 98.93 |  | 2811400280 | SOCKET EQUAL D40 | 61.05 | 2811400680 | CAP END D40 | 47.93 | 2811400290 | CLIP CONDUCTIVITY KIT EQ D40 | 74.33
AIRNET3610 | 3.44 | 0 | 2.92 | Screw beam Clamp | Bracket |  | AIRNET3610 | 3.44 | 2.92 | 2.92 | 2.924 | 2811401280 | QUICKDROP THREADED 1/2 F NPT | 44.14 | 44.14 | 38.72 | 56.7 | 79.37 |  | 2811400290 | CLIP CONDUCTIVITY KIT EQ D40 | 84.74 | 2811401280 | QUICKDROP THREADED 1/2 F NPT | 56.7 | 2811400380 | ELBOW 90 DEG. D40 | 57.23
1310074482 | 6.06 | 0 | 5.15 | Screw beam Clamp | Bracket |  | 1310074482 | 6.06 | 5.15 | 5.15 | 5.151 | 2811402800 | TOOL SPANNER D40 | 43.47 | 43.47 | 38.13 | 31.6 | 198.67 |  | 2811400380 | ELBOW 90 DEG. D40 | 65.24 | 2811402800 | TOOL SPANNER D40 | 31.6 | 2811400390 | CLIP CONDUCTIVITY KIT ELBOW90 | 43.57
1310074483 | 8.8 | 0 | 7.48 | Screw beam Clamp | Bracket |  | 1310074483 | 8.8 | 7.48 | 7.48 | 7.48 | 2811405191 | KIT AIRNET VALVE D40 | 153.4 | 153.4 | 134.56 | 137.33 | 48.14 |  | 2811400390 | CLIP CONDUCTIVITY KIT ELBOW90 | 49.67 | 2811405191 | KIT AIRNET VALVE D40 | 137.33 | 2811400480 | ELBOW 45 DEG. D40 | 67.23
2810003710 | 146.39 | 0 | 124.43 | U-Bolt Beam Clamp | Bracket |  | 2810003710 | 146.39 | 124.43 | 124.43 | 124.4315 | 2811406100 | PIPE STRAIGHT D40 GREEN | 212.66 | 212.66 | 186.54 | 189.84 | 56.94 |  | 2811400480 | ELBOW 45 DEG. D40 | 76.64 | 2811406100 | PIPE STRAIGHT D40 GREEN | 189.84 | 2811400490 | CLIP CONDUCTIVITY KIT ELBOW45 | 108.34
2810003810 | 74.61 | 0 | 63.42 | Hang Clamp | Bracket |  | 2810003810 | 74.61 | 63.42 | 63.42 | 63.4185 | 2811406200 | PIPE STRAIGHT D40 GREY | 212.64 | 212.64 | 186.53 | 189.83 | 32.95 |  | 2811400490 | CLIP CONDUCTIVITY KIT ELBOW45 | 123.51 | 2811406200 | PIPE STRAIGHT D40 GREY | 189.83 | 2811400580 | TEE EQUAL D40 | 61.29
2810013810 | 147.72 | 0 | 125.56 | Hang Clamp | Bracket |  | 2810013810 | 147.72 | 125.56 | 125.56 | 125.562 | 2811406510 | KIT AIRNET QD D40 D50 SEALS | 37.4 | 37.4 | 32.81 | 34.31 | 137.92 |  | 2811400580 | TEE EQUAL D40 | 69.87 | 2811406510 | KIT AIRNET QD D40 D50 SEALS | 34.31 | 2811400590 | CLIP CONDUCTIVITY KIT TEE D40 | 217.6
2810003910 | 46.27 | 0 | 39.33 | Roof Clamp | Bracket |  | 2810003910 | 46.27 | 39.33 | 39.33 | 39.3295 | 2811410780 | TEE REDUCTION D40 D20 | 76.37 | 76.37 | 66.99 | 70.04 | 170.26 |  | 2811400590 | CLIP CONDUCTIVITY KIT TEE D40 | 248.06 | 2811410780 | TEE REDUCTION D40 D20 | 70.04 | 2811400680 | CAP END D40 | 35.95
2810025005 | 110.32 | 0 | 93.77 | Canalis Clamp | Bracket |  | 2810025005 | 110.32 | 93.77 | 93.77 | 93.772 | 2811411080 | QUICKDROP PUSH FIT D40XD20 | 38.73 | 38.73 | 33.97 | 51.47 | 170.27 |  | 2811400680 | CAP END D40 | 40.98 | 2811411080 | QUICKDROP PUSH FIT D40XD20 | 51.47 | 2811401280 | QUICKDROP THREADED 1/2 F NPT | 38.72
| #N/A | [6 empty] | #N/A |  |  |  | 2811411280 | QUICKDROP THREADED 3/4 F NPT | 55.26 | 55.26 | 48.47 | 60.1 | 34.46 |  | 2811401280 | QUICKDROP THREADED 1/2 F NPT | 44.14 | 2811411280 | QUICKDROP THREADED 3/4 F NPT | 60.1 | 2811402800 | TOOL SPANNER D40 | 38.13
2811102800 | 3.97 | 18 | 4.37 | AIRnet Spanner 20 | Tools |  | 2811102800 | 3.97 | 4.37 | 4.37 | 4.367 | 2811412220 | CLIP PIPE D40 1/4 UNC 20PCS | 81.4 | 81.4 | 71.4 | 44.91 | 91.84 |  | 2811402800 | TOOL SPANNER D40 | 43.47 | 2811412220 | CLIP PIPE D40 1/4 UNC 20PCS | 44.91 | 2811405191 | KIT AIRNET VALVE D40 | 134.56
2811202800 | 4.04 | 18 | 3.43 | AIRnet Spanner 25 | Tools |  | 2811202800 | 4.04 | 3.43 | 4.44 | 4.444 | 2811420780 | TEE REDUCTION D40 D25 | 78.55 | 78.55 | 68.9 | 64.91 | 51.71 |  | 2811405191 | KIT AIRNET VALVE D40 | 153.4 | 2811420780 | TEE REDUCTION D40 D25 | 64.91 | 2811406100 | PIPE STRAIGHT D40 GREEN | 186.54
2811402800 | 43.47 | 45.756 | 36.95 | AIRnet Spanner 40 | Tools |  | 2811402800 | 43.47 | 36.95 | 47.82 | 47.817 | 2811420980 | TEE REDUCTION THREADED NPT 1 | 160.49 | 160.49 | 140.78 | 158.68 | 60.36 |  | 2811406100 | PIPE STRAIGHT D40 GREEN | 212.66 | 2811420980 | TEE REDUCTION THREADED NPT 1 | 158.68 | 2811406200 | PIPE STRAIGHT D40 GREY | 186.53
2811502800 | 46.73 | 49.188 | 39.72 | AIRnet Spanner 50 | Tools |  | 2811502800 | 46.73 | 39.72 | 51.4 | 51.403 | 2811421080 | QUICKDROP PUSH FIT D40XD25 | 41.28 | 41.28 | 36.21 | 51.53 | 45.11 |  | 2811406200 | PIPE STRAIGHT D40 GREY | 212.64 | 2811421080 | QUICKDROP PUSH FIT D40XD25 | 51.53 | 2811406510 | KIT AIRNET QD D40 D50 SEALS | 32.81
2811602800 | 39.71 | 59.988 | 33.75 | SPANNER 63 | Tools |  | 2811602800 | 39.71 | 33.75 | 43.68 | 43.681 | 2811422080 | KIT AIRNET D40XNPT1 | 99.53 | 99.53 | 87.31 | 91.27 | 72.34 |  | 2811406490 | Fuxation Kit - PF Series D40 | 157.39 | 2811422080 | KIT AIRNET D40XNPT1 | 91.27 | 2811410780 | TEE REDUCTION D40 D20 | 66.99
2811612880 | 75.18 | 79.14 | 63.9 | AIRnet Spanner 63 | Tools |  | 2811612880 | 75.18 | 63.9 | 82.7 | 82.698 | 2811422180 | SOCKET REDUCTION D40 D25 | 70.45 | 70.45 | 61.8 | 62.31 | 159.36 | 6.74 | 2811406510 | KIT AIRNET QD D40 D50 SEALS | 37.4 | 2811422180 | SOCKET REDUCTION D40 D25 | 62.31 | 2811411080 | QUICKDROP PUSH FIT D40XD20 | 33.97
2811702800 | 40.36 | 59.244 | 34.31 | SPANNER 80 | Tools |  | 2811702800 | 40.36 | 34.31 | 44.4 | 44.396 | 2811431880 | NIPPLE SOCKET D40X1 1/4 NPT | 79.5 | 79.5 | 69.74 | 85.53 | 51.74 |  | 2811410780 | TEE REDUCTION D40 D20 | 76.37 | 2811431880 | NIPPLE SOCKET D40X1 1/4 NPT | 85.53 | 2811411280 | QUICKDROP THREADED 3/4 F NPT | 48.47
2811662890 | 61.22 | 64.44 | 52.04 | AIRnet Spanner 63 | Tools |  | 2811662890 | 61.22 | 52.04 | 67.34 | 67.342 | 2811441480 | UNION ADAPTER NPT 1 1/2 | 99.2 | 99.2 | 87.02 | 103.63 | 91.65 |  | 2811411080 | QUICKDROP PUSH FIT D40XD20 | 38.73 | 2811441480 | UNION ADAPTER NPT 1 1/2 | 103.63 | 2811412220 | CLIP PIPE D40 1/4 UNC 20PCS | 71.4
2811772890 | 61.91 | 65.172 | 52.62 | AIRnet Spanner D80 PM | Tools |  | 2811772890 | 61.91 | 52.62 | 68.1 | 68.101 | 2811441880 | NIPPLE SOCKET D40X1 1/2 NPT | 85.93 | 85.93 | 75.38 | 73.4 | 62.58 |  | 2811411280 | QUICKDROP THREADED 3/4 F NPT | 55.26 | 2811441880 | NIPPLE SOCKET D40X1 1/2 NPT | 73.4 | 2811420780 | TEE REDUCTION D40 D25 | 68.9
2811772891 | 57.81 | 60.852 | 49.14 | AIRnet Spanner D80 PM |  |  | 2811772891 | 57.81 | 49.14 | 63.59 | 63.591 | 2811445391 | KIT AIRNET VALVE D40X1 1/2 NPT | 178.51 | 178.51 | 156.59 | 162.35 | 85.93 |  | 2811412220 | CLIP PIPE D40 1/4 UNC 20PCS | 81.4 | 2811445391 | KIT AIRNET VALVE D40X1 1/2 NPT | 162.35 | 2811420980 | TEE REDUCTION THREADED NPT 1 | 140.78
2811712880 | 158.16 | 166.488 | 134.44 | AIRnet Spanner 80 | Tools |  | 2811712880 | 158.16 | 134.44 | 173.98 | 173.976 | 2811447700 | NIPPLE HEXAGON 1 1/2 INCH NPT | 57.6 | 57.6 | 50.53 | 52.83 | 104.08 |  | 2811420780 | TEE REDUCTION D40 D25 | 78.55 | 2811447700 | NIPPLE HEXAGON 1 1/2 INCH NPT | 52.83 | 2811421080 | QUICKDROP PUSH FIT D40XD25 | 36.21
2811602890 | 56.28 | 59.244 | 47.84 | PM Series Spanner Tool NEW D63 |  |  | 2811602890 | 56.28 | 47.84 | 61.91 | 61.908 | 2811447900 | SOCKET 1 1/2 INCH NPT | 60.31 | 60.31 | 52.9 | 55.3 | 73.74 |  | 2811420980 | TEE REDUCTION THREADED NPT 1 | 160.49 | 2811447900 | SOCKET 1 1/2 INCH NPT | 55.3 | 2811422080 | KIT AIRNET D40XNPT1 | 87.31
2811702890 | 56.4 | 59.364 | 47.94 | PM Series Spanner Tool NEW D80 |  |  | 2811702890 | 56.4 | 47.94 | 62.04 | 62.04 | 2811455100 | LOCKABLE HANDLE D40/D50 | 40.42 | 40.42 | 35.46 | 37.08 | 167.75 |  | 2811421080 | QUICKDROP PUSH FIT D40XD25 | 41.28 | 2811455100 | LOCKABLE HANDLE D40/D50 | 37.08 | 2811422180 | SOCKET REDUCTION D40 D25 | 61.8
2810004000 | 130.44 | 137.304 | 110.87 | Alu Pipe Cutter | Tools |  | 2810004000 | 130.44 | 110.87 | 143.48 | 143.484 | 2811500000 | PIPE STRAIGHT D50 x1 | 200.8 | 200.8 | 176.14 | 196.86 | 53.05 |  | 2811422080 | KIT AIRNET D40XNPT1 | 99.53 | 2811500000 | PIPE STRAIGHT D50 x1 | 196.86 | 2811431880 | NIPPLE SOCKET D40X1 1/4 NPT | 69.74
2810014000 | 260.93 | 274.668 | 221.79 | Alu Pipe Cutter | Tools |  | 2810014000 | 260.93 | 221.79 | 287.02 | 287.023 | 2811500280 | SOCKET EQUAL D50 | 76.77 | 76.77 | 67.34 | 75.59 | 55.54 |  | 2811422180 | SOCKET REDUCTION D40 D25 | 70.45 | 2811500280 | SOCKET EQUAL D50 | 75.59 | 2811441480 | UNION ADAPTER NPT 1 1/2 | 87.02
2810004100 | 47.96 | 50.484 | 40.77 | Alu Pipe DeburrerØ20-25mm | Tools |  | 2810004100 | 47.96 | 40.77 | 52.76 | 52.756 | 2811500290 | CLIP CONDUCTIVITY KIT EQ D50 | 304.69 | 304.69 | 267.27 | 242.97 | 37.24 |  | 2811431880 | NIPPLE SOCKET D40X1 1/4 NPT | 79.5 | 2811500290 | CLIP CONDUCTIVITY KIT EQ D50 | 242.97 | 2811441880 | NIPPLE SOCKET D40X1 1/2 NPT | 75.38
2810014100 | 155.17 | 163.332 | 131.89 | Alu Pipe Deburrer Ø20-50mm | Tools |  | 2810014100 | 155.17 | 131.89 | 170.69 | 170.687 | 2811500380 | ELBOW 90 DEG. D50 | 87.16 | 87.16 | 76.46 | 84.51 | 199.76 |  | 2811441480 | UNION ADAPTER NPT 1 1/2 | 99.2 | 2811500380 | ELBOW 90 DEG. D50 | 84.51 | 2811445391 | KIT AIRNET VALVE D40X1 1/2 NPT | 156.59
2810044000 | 16.69 | 17.568 | 14.19 | CUTTING RING D48-170 | Tools |  | 2810044000 | 16.69 | 14.19 | 18.36 | 18.359 | 2811500390 | CLIP CONDUCTIVITY KIT ELBOW 90 | 234.6 | 234.6 | 205.79 | 187.08 | 75.92 |  | 2811441880 | NIPPLE SOCKET D40X1 1/2 NPT | 85.93 | 2811500390 | CLIP CONDUCTIVITY KIT ELBOW 90 | 187.08 | 2811447700 | NIPPLE HEXAGON 1 1/2 INCH NPT | 50.53
2810034000 | 14.68 | 15.456 | 12.48 | CUTTING RING D48-171 | Tools |  | 2810034000 | 14.68 | 12.48 | 16.15 | 16.148 | 2811500480 | ELBOW 45 DEG. D50 | 95.35 | 95.35 | 83.64 | 87.04 | 244.03 |  | 2811445391 | KIT AIRNET VALVE D40X1 1/2 NPT | 178.51 | 2811500480 | ELBOW 45 DEG. D50 | 87.04 | 2811447900 | SOCKET 1 1/2 INCH NPT | 52.9
2810014800 | 16.72 | 17.604 | 14.21 | Slide Fluid Water base | Tools |  | 2810014800 | 16.72 | 14.21 | 18.39 | 18.392 | 2811500490 | CLIP CONDUCTIVITY KIT ELBOW 45 | 179.95 | 179.95 | 157.85 | 143.5 | 84.88 |  | 2811447700 | NIPPLE HEXAGON 1 1/2 INCH NPT | 57.6 | 2811500490 | CLIP CONDUCTIVITY KIT ELBOW 45 | 143.5 | 2811455100 | LOCKABLE HANDLE D40/D50 | 35.46
1312100945 | 226.2 | 238.104 | 192.27 | Slide Fluid Water base (4) 1 litre bottles | Tools |  | 1312100945 | 226.2 | 192.27 | 248.82 | 248.82 | 2811500580 | TEE EQUAL D50 | 97.95 | 97.95 | 85.92 | 111.11 | 187.89 |  | 2811447900 | SOCKET 1 1/2 INCH NPT | 60.31 | 2811500580 | TEE EQUAL D50 | 111.11 | 2811500000 | PIPE STRAIGHT D50 x1 | 176.14
2810004200 | 26.24 | 27.624 | 22.3 | Hole deburrer | Tools |  | 2810004200 | 26.24 | 22.3 | 28.86 | 28.864 | 2811500590 | CLIP CONDUCTIVITY KIT TEE D50 | 252.9 | 252.9 | 221.84 | 201.67 | 87.42 |  | 2811455100 | LOCKABLE HANDLE D40/D50 | 40.42 | 2811500590 | CLIP CONDUCTIVITY KIT TEE D50 | 201.67 | 2811500280 | SOCKET EQUAL D50 | 67.34
0462101105 | 146.38 |  | 124.42 | Torque Wrench w/ Head | Tools |  | 462101105 | 146.38 | 124.42 | 161.02 | 161.018 | 2811500680 | CAP END D50 | 57.89 | 57.89 | 50.78 | 63.43 | 144.12 |  | 2811500000 | PIPE STRAIGHT D50 x1 | 200.8 | 2811500680 | CAP END D50 | 63.43 | 2811500290 | CLIP CONDUCTIVITY KIT EQ D50 | 267.27
0462709421 | 216.91 | 161.73 | 184.37 | Torque Wrench | Tools |  | 462709421 | 216.91 | 184.37 | 238.6 | 238.601 | 2811501280 | QUICKDROP THREADED D50-1/2 NPT | 63.41 | 63.41 | 55.62 | 80.93 | 111.58 |  | 2811500280 | SOCKET EQUAL D50 | 76.77 | 2811501280 | QUICKDROP THREADED D50-1/2 NPT | 80.93 | 2811500380 | ELBOW 90 DEG. D50 | 76.46
2810064080 | 973.25 | 899 | 827.26 | Electric Pipe Saw | Tools |  | 2810064080 | 973.25 | 827.26 | 1070.58 | 1070.575 | 2811502800 | TOOL SPANNER D50 | 46.73 | 46.73 | 40.99 | 34.15 | 202.54 |  | 2811500290 | CLIP CONDUCTIVITY KIT EQ D50 | 304.69 | 2811502800 | TOOL SPANNER D50 | 34.15 | 2811500390 | CLIP CONDUCTIVITY KIT ELBOW 90 | 205.79
2810004300 | 6.38 | 6.72 | 5.42 | Drill Bit | Tools |  | 2810004300 | 6.38 | 5.42 | 7.02 | 7.018 | 2811505191 | KIT AIRNET VALVE D50 | 299.15 | 299.15 | 262.41 | 274.33 | 63.71 |  | 2811500380 | ELBOW 90 DEG. D50 | 87.16 | 2811505191 | KIT AIRNET VALVE D50 | 274.33 | 2811500480 | ELBOW 45 DEG. D50 | 83.64
2810014300 | 6.28 | 6.612 | 5.34 | Drill Bit | Tools |  | 2810014300 | 6.28 | 5.34 | 6.91 | 6.908 | 2811506100 | PIPE STRAIGHT GREEN | 273.22 | 273.22 | 239.67 | 243.92 | 81.28 |  | 2811500390 | CLIP CONDUCTIVITY KIT ELBOW 90 | 234.6 | 2811506100 | PIPE STRAIGHT GREEN | 243.92 | 2811500490 | CLIP CONDUCTIVITY KIT ELBOW 45 | 157.85
2810004400 | 8.24 | 8.676 | 7 | Drill Bit Holder | Tools |  | 2810004400 | 8.24 | 7 | 9.06 | 9.064 | 2811506200 | PIPE STRAIGHT D50 | 273.22 | 273.22 | 239.67 | 243.92 | 35.6 |  | 2811500480 | ELBOW 45 DEG. D50 | 95.35 | 2811506200 | PIPE STRAIGHT D50 | 243.92 | 2811500580 | TEE EQUAL D50 | 85.92
2811024500 | 1186.65 | 1249.104 | 1008.65 | AIRnet Toolbox - Large Diameters - NEW D63-D158 | Tools |  | 2811024500 | 1186.65 | 1008.65 | 1305.32 | 1305.315 | 2811509500 | CLIP CONDUCTIVITY ELBOW 90 DEG | 23.34 | 23.34 | 20.47 | 18.61 | 275.51 |  | 2811500490 | CLIP CONDUCTIVITY KIT ELBOW 45 | 179.95 | 2811509500 | CLIP CONDUCTIVITY ELBOW 90 DEG | 18.61 | 2811500590 | CLIP CONDUCTIVITY KIT TEE D50 | 221.84
2811004500 | 595.68 | 627.036 | 506.33 | AIRnet Toolbox - PF | Tools |  | 2811004500 | 595.68 | 506.33 | 655.25 | 655.248 | 2811510780 | TEE REDUCTION D50 D20 | 107.33 | 107.33 | 94.15 | 98.43 | 218.79 |  | 2811500580 | TEE EQUAL D50 | 97.95 | 2811510780 | TEE REDUCTION D50 D20 | 98.43 | 2811500680 | CAP END D50 | 50.78
2811022990 | 3.53 | 7.284 | 3.88 | 20-158 mm Marker | Tools |  | 2811022990 | 3.53 | 3.88 | 3.88 | 3.883 | 2811511080 | QUICKDROP PUSH FIT D50XD20 | 57.65 | 57.65 | 50.57 | 69.95 | 218.79 |  | 2811500590 | CLIP CONDUCTIVITY KIT TEE D50 | 252.9 | 2811511080 | QUICKDROP PUSH FIT D50XD20 | 69.95 | 2811501280 | QUICKDROP THREADED D50-1/2 NPT | 55.62
2810024000 | 363.81 | 382.956 | 309.24 | Tool Cutter 100 - 170 mm LARGE | Tools |  | 2810024000 | 363.81 | 309.24 | 400.19 | 400.191 | 2811511280 | QUICKDROP THREADED D50-3/4 NPT | 66.11 | 66.11 | 57.99 | 82.87 | 18.71 |  | 2811500680 | CAP END D50 | 57.89 | 2811511280 | QUICKDROP THREADED D50-3/4 NPT | 82.87 | 2811502800 | TOOL SPANNER D50 | 40.99
2810004800 | #N/A |  |  | L Key for Quick Drop - 6MM - Classic Series Obsolete | TOOLS |  | 2810004800 | #N/A |  |  |  | 2811512220 | CLIP PIPE D50 1/4 UNC 20PCS | 89.08 | 89.08 | 78.14 | 78.04 | 98.85 |  | 2811501280 | QUICKDROP THREADED D50-1/2 NPT | 63.41 | 2811512220 | CLIP PIPE D50 1/4 UNC 20PCS | 78.04 | 2811505191 | KIT AIRNET VALVE D50 | 262.41
2810064100 | 30.29 | 31.884 | 33.32 | Hole Deburrer 100mm - Large Yellow Handle | TOOLS |  | 2810064100 | 30.29 | 33.32 | 33.32 | 33.319 | 2811520780 | TEE REDUCTION D50 D25 | 127.65 | 127.65 | 111.97 | 117.06 | 70.25 |  | 2811502800 | TOOL SPANNER D50 | 46.73 | 2811520780 | TEE REDUCTION D50 D25 | 117.06 | 2811506100 | PIPE STRAIGHT GREEN | 239.67
2810024300 | 5.23 | 5.508 | 5.75 | Hole Saw 24mm for 1 1/2" & Up PF Header | TOOLS |  | 2810024300 | 5.23 | 5.75 | 5.75 | 5.753 | 2811520980 | TEE REDUCTION THREADED NPT1 | 178.77 | 178.77 | 156.82 | 175.44 | 83.23 |  | 2811505191 | KIT AIRNET VALVE D50 | 299.15 | 2811520980 | TEE REDUCTION THREADED NPT1 | 175.44 | 2811506200 | PIPE STRAIGHT D50 | 239.67
2811014900 | 1.03 | 1.08 | 1.13 | L Key for Quick Drops - 5mm | TOOLS |  | 2811014900 | 1.03 | 1.13 | 1.13 | 1.133 | 2811521080 | QUICKDROP PUSH FIT D50XD25 | 61.64 | 61.64 | 54.07 | 73.58 | 78.37 |  | 2811506100 | PIPE STRAIGHT GREEN | 273.22 | 2811521080 | QUICKDROP PUSH FIT D50XD25 | 73.58 | 2811509500 | CLIP CONDUCTIVITY ELBOW 90 DEG | 20.47
| #N/A | [6 empty] | #N/A |  |  |  | 2811540780 | TEE REDUCTION D50-D40 | 166.2 | 166.2 | 145.79 | 152.42 | 117.56 |  | 2811506200 | PIPE STRAIGHT D50 | 273.22 | 2811540780 | TEE REDUCTION D50-D40 | 152.42 | 2811510780 | TEE REDUCTION D50 D20 | 94.15
1312100941 | 96.48 | 0 | 82.01 | QUICK COUPLER | ACCESSORIES |  | 1312100941 | 96.48 | 82.01 | 82.01 | 82.008 | 2811541880 | NIPPLE SOCKET D50X1 1/2 NPT | 102.11 | 102.11 | 89.57 | 91.43 | 176.19 |  | 2811506490 | Fuxation Kit - PF Series D50 | 211.94 | 2811541880 | NIPPLE SOCKET D50X1 1/2 NPT | 91.43 | 2811511080 | QUICKDROP PUSH FIT D50XD20 | 50.57
1312100942 | 96.5 | 0 | 82.03 | QUICK COUPLER | ACCESSORIES |  | 1312100942 | 96.5 | 82.03 | 82.03 | 82.025 | 2811542080 | KIT AIRNET D50XNPT 1 1/2 | 117.08 | 117.08 | 102.7 | 118.86 | 73.9 |  | 2811509500 | CLIP CONDUCTIVITY ELBOW 90 DEG | 23.34 | 2811542080 | KIT AIRNET D50XNPT 1 1/2 | 118.86 | 2811511280 | QUICKDROP THREADED D50-3/4 NPT | 57.99
1312100946 | 36.37 | 0 | 30.91 | QUICK COUPLER | ACCESSORIES |  | 1312100946 | 36.37 | 30.91 | 30.91 | 30.9145 | 2811542180 | SOCKET REDUCTION D50-D40 | 70.37 | 70.37 | 61.73 | 85.24 | 153.08 |  | 2811510780 | TEE REDUCTION D50 D20 | 107.33 | 2811542180 | SOCKET REDUCTION D50-D40 | 85.24 | 2811512220 | CLIP PIPE D50 1/4 UNC 20PCS | 78.14
1312100947 | 36.37 | 0 | 30.91 | QUICK COUPLER | ACCESSORIES |  | 1312100947 | 36.37 | 30.91 | 30.91 | 30.9145 | 2811551480 | UNION ADAPTER NPT 2 | 127.6 | 127.6 | 111.93 | 108.96 | 91.83 |  | 2811511080 | QUICKDROP PUSH FIT D50XD20 | 57.65 | 2811551480 | UNION ADAPTER NPT 2 | 108.96 | 2811520780 | TEE REDUCTION D50 D25 | 111.97
1312100943 | 5.26 | 0 | 4.47 | PLUG | ACCESSORIES |  | 1312100943 | 5.26 | 4.47 | 4.47 | 4.471 | 2811551880 | NIPPLE SOCKET D50X2 NPT | 105.18 | 105.18 | 92.26 | 93.87 | 119.37 |  | 2811511280 | QUICKDROP THREADED D50-3/4 NPT | 66.11 | 2811551880 | NIPPLE SOCKET D50X2 NPT | 93.87 | 2811520980 | TEE REDUCTION THREADED NPT1 | 156.82
1312100944 | 5.26 | 0 | 4.47 | PLUG | ACCESSORIES |  | 1312100944 | 5.26 | 4.47 | 4.47 | 4.471 | 2811552080 | KIT AIRNET D50XNPT 2 | 127.74 | 127.74 | 112.05 | 117.14 | 85.62 |  | 2811512220 | CLIP PIPE D50 1/4 UNC 20PCS | 89.08 | 2811552080 | KIT AIRNET D50XNPT 2 | 117.14 | 2811521080 | QUICKDROP PUSH FIT D50XD25 | 54.07
1312100948 | 8.21 | 0 | 6.98 | PLUG | ACCESSORIES |  | 1312100948 | 8.21 | 6.98 | 6.98 | 6.9785 | 2811555391 | KIT VALVE THREADED D50X2 NPT | 222.87 | 222.87 | 195.5 | 237.73 | 109.44 |  | 2811520780 | TEE REDUCTION D50 D25 | 127.65 | 2811555391 | KIT VALVE THREADED D50X2 NPT | 237.73 | 2811540780 | TEE REDUCTION D50-D40 | 145.79
1312100949 | 6.68 | 0 | 5.68 | PLUG | ACCESSORIES |  | 1312100949 | 6.68 | 5.68 | 5.68 | 5.678 | 2811557700 | NIPPLE HEXAGON 2 INCH NPT | 83.84 | 83.84 | 73.54 | 76.88 | 94.28 |  | 2811520980 | TEE REDUCTION THREADED NPT1 | 178.77 | 2811557700 | NIPPLE HEXAGON 2 INCH NPT | 76.88 | 2811541880 | NIPPLE SOCKET D50X1 1/2 NPT | 89.57
| #N/A | [6 empty] | #N/A |  |  |  | 2811557900 | SOCKET 2 INCH NPT | 91.25 | 91.25 | 80.04 | 83.67 | 117.65 |  | 2811521080 | QUICKDROP PUSH FIT D50XD25 | 61.64 | 2811557900 | SOCKET 2 INCH NPT | 83.67 | 2811542080 | KIT AIRNET D50XNPT 1 1/2 | 102.7
2810005500 | 115.27 | 0 | 97.98 | ANTI WHIP-LASH STRAP 1/2-1.1/4ANTI WHIP-LASH STRAP 1/2-1.1/4 | ACCESSORIES |  | 2810005500 | 115.27 | 97.98 | 97.98 | 97.9795 | 2811600000 | PIPE STRAIGHT D63 x1 | 257.25 | 257.25 | 225.66 | 259.7 | 238.76 |  | 2811540780 | TEE REDUCTION D50-D40 | 166.2 | 2811600000 | PIPE STRAIGHT D63 x1 | 259.7 | 2811542180 | SOCKET REDUCTION D50-D40 | 61.73
2810005501 | 124.44 | 0 | 105.77 | ANTI WHIP-LASH STRAP 1.1/2+-3+ANTI WHIP-LASH STRAP 1.1/2"-3" | ACCESSORIES |  | 2810005501 | 124.44 | 105.77 | 105.77 | 105.774 | 2811600290 | SOCKET EQUAL D63 | 93.75 | 93.75 | 82.24 | 87.72 | 77.2 |  | 2811541880 | NIPPLE SOCKET D50X1 1/2 NPT | 102.11 | 2811600290 | SOCKET EQUAL D63 | 87.72 | 2811551480 | UNION ADAPTER NPT 2 | 111.93
| #N/A | [6 empty] | #N/A |  |  |  | 2811600390 | ELBOW 90 DEG. D63 | 151.8 | 151.8 | 133.16 | 137.84 | 84.03 |  | 2811542080 | KIT AIRNET D50XNPT 1 1/2 | 117.08 | 2811600390 | ELBOW 90 DEG. D63 | 137.84 | 2811551880 | NIPPLE SOCKET D50X2 NPT | 92.26
2810023810 | 125.81 | 0 | 106.94 | Hanger Loop 10' - 10 pack | Bracket |  | 2810023810 | 125.81 | 106.94 | 106.94 | 106.9385 | 2811600490 | ELBOW 45 DEG. D63 | 156.99 | 156.99 | 137.71 | 140.15 | 263.52 |  | 2811542180 | SOCKET REDUCTION D50-D40 | 70.37 | 2811600490 | ELBOW 45 DEG. D63 | 140.15 | 2811552080 | KIT AIRNET D50XNPT 2 | 112.05
2810033810 | 166.26 | 0 | 141.32 | Hanger Loop 10' - 10 pack | ACCESSORIES |  | 2810033810 | 166.26 | 141.32 | 141.32 | 141.321 | 2811600590 | TEE EQUAL D63 | 175.49 | 175.49 | 153.94 | 156.67 | 89.06 |  | 2811551480 | UNION ADAPTER NPT 2 | 127.6 | 2811600590 | TEE EQUAL D63 | 156.67 | 2811555391 | KIT VALVE THREADED D50X2 NPT | 195.5
2810043810 | 122.28 | 0 | 103.94 | Hanger Loop 10' - 10 pack | ACCESSORIES |  | 2810043810 | 122.28 | 103.94 | 103.94 | 103.938 | 2811600690 | CAP END D63 | 85.83 | 85.83 | 75.29 | 77.71 | 139.94 |  | 2811551880 | NIPPLE SOCKET D50X2 NPT | 105.18 | 2811600690 | CAP END D63 | 77.71 | 2811557700 | NIPPLE HEXAGON 2 INCH NPT | 73.54
2810053810 | 180.34 | 0 | 153.29 | Hanger Loop 10' - 10 pack | ACCESSORIES |  | 2810053810 | 180.34 | 153.29 | 153.29 | 153.289 | 2811601280 | QUICKDROP THREADED 1/2 NPT | 84.21 | 84.21 | 73.87 | 92.28 | 139.94 |  | 2811552080 | KIT AIRNET D50XNPT 2 | 127.74 | 2811601280 | QUICKDROP THREADED 1/2 NPT | 92.28 | 2811557900 | SOCKET 2 INCH NPT | 80.04
2810063810 | 127.9 | 0 | 108.72 | Hanger Loop 10' - 10 pack | ACCESSORIES |  | 2810063810 | 127.9 | 108.72 | 108.72 | 108.715 | 2811602800 | TOOL SPANNER D63 | 39.71 | 39.71 | 34.83 | 36.6 | 159.04 |  | 2811555391 | KIT VALVE THREADED D50X2 NPT | 222.87 | 2811602800 | TOOL SPANNER D63 | 36.6 | 2811600000 | PIPE STRAIGHT D63 x1 | 225.66
2810073810 | 164 | 0 | 139.4 | Hanger Loop 10' - 10 pack | ACCESSORIES |  | 2810073810 | 164 | 139.4 | 139.4 | 139.4 | 2811602890 | PM Series D63 Spanner Tool NEW | 56.28 | 56.28 | 49.37 | 42.21 | 78.88 |  | 2811557700 | NIPPLE HEXAGON 2 INCH NPT | 83.84 | 2811602890 | PM Series D63 Spanner Tool NEW | 42.21 | 2811600290 | SOCKET EQUAL D63 | 82.24
| #N/A | [6 empty] | #N/A |  |  |  | 2811605190 | BUTTEFLY VALVE D63 | 555.32 | 555.32 | 487.12 | 551.08 | 92.67 |  | 2811557900 | SOCKET 2 INCH NPT | 91.25 | 2811605190 | BUTTEFLY VALVE D63 | 551.08 | 2811600390 | ELBOW 90 DEG. D63 | 133.16
2810022710 | 345.94 | 0 | 294.05 | Set Spacer 80mm flange Support | SPARE PARTS |  | 2810022710 | 345.94 | 294.05 | 294.05 | 294.049 | 2811606100 | PIPE STRAIGHT D63 GREEN | 360.47 | 360.47 | 316.2 | 321.79 | 36.6 |  | 2811600000 | PIPE STRAIGHT D63 x1 | 257.25 | 2811606100 | PIPE STRAIGHT D63 GREEN | 321.79 | 2811600490 | ELBOW 45 DEG. D63 | 137.71
2810032710 | 282.41 | 0 | 240.05 | Set Spacer 100mm flange Support | SPARE PARTS |  | 2810032710 | 282.41 | 240.05 | 240.05 | 240.0485 | 2811606200 | PIPE STRAIGHT D63 GREY | 360.47 | 360.47 | 316.2 | 321.79 | 44 |  | 2811600290 | SOCKET EQUAL D63 | 93.75 | 2811606200 | PIPE STRAIGHT D63 GREY | 321.79 | 2811600590 | TEE EQUAL D63 | 153.94
2810806400 | 40.11 | 0 | 34.09 | Flange Support | SPARE PARTS |  | 2810806400 | 40.11 | 34.09 | 34.09 | 34.0935 | 2811606510 | KIT AIRNET QD D63 D80 SEALS | 19.53 | 19.53 | 17.13 | 17.43 | 559.44 |  | 2811600390 | ELBOW 90 DEG. D63 | 151.8 | 2811606510 | KIT AIRNET QD D63 D80 SEALS | 17.43 | 2811600690 | CAP END D63 | 75.29
2810906400 | 53.47 | 0 | 45.45 | Flange Support | SPARE PARTS |  | 2810906400 | 53.47 | 45.45 | 45.45 | 45.4495 | 2811611080 | QUICKDROP PUSH FIT D63XD20 | 74.52 | 74.52 | 65.37 | 88.09 | 288.62 | 6.86 | 2811600490 | ELBOW 45 DEG. D63 | 156.99 | 2811611080 | QUICKDROP PUSH FIT D63XD20 | 88.09 | 2811601280 | QUICKDROP THREADED 1/2 NPT | 73.87
2810000638 | 56.84 | 0 | 48.31 | FLANGE SUPPORT / VALVE SUPPORT 63mm BFV | SPARE PARTS |  | 2810000638 | 56.84 | 48.31 | 48.31 | 48.314 | 2811611280 | QUICKDROP THREADED 3/4 NPT | 87.96 | 87.96 | 77.16 | 93.8 | 288.62 |  | 2811600590 | TEE EQUAL D63 | 175.49 | 2811611280 | QUICKDROP THREADED 3/4 NPT | 93.8 | 2811602800 | TOOL SPANNER D63 | 34.83
2810000738 | 56.84 | 0 | 48.31 | FLANGE SUPPORT / VALVE SUPPORT 80mm BFV | SPARE PARTS |  | 2810000738 | 56.84 | 48.31 | 48.31 | 48.314 | 2811612220 | CLIP PIPE D63 5/16 UNC 20PCS | 192.34 | 192.34 | 168.72 | 160.21 | 17.51 |  | 2811600690 | CAP END D63 | 85.83 | 2811612220 | CLIP PIPE D63 5/16 UNC 20PCS | 160.21 | 2811602890 | PM Series D63 Spanner Tool NEW | 49.37
1310072363 | 35.4 | 0 | 30.09 | VALVE-BALL:0.5MNPT X 0.5FNPT | ACCESSORIES |  | 1310072363 | 35.4 | 30.09 | 30.09 | 30.09 | 2811612880 | TOOL TORQUE HEAD D63 | 75.18 | 75.18 | 65.95 | 107.25 | 88.46 |  | 2811601280 | QUICKDROP THREADED 1/2 NPT | 84.21 | 2811612880 | TOOL TORQUE HEAD D63 | 107.25 | 2811605190 | BUTTEFLY VALVE D63 | 487.12
1310072884 | 37.75 | 0 | 32.09 | VALVE-BALL:0.75MNPT X 0.75FNPT | ACCESSORIES |  | 1310072884 | 37.75 | 32.09 | 32.09 | 32.0875 | 2811615490 | FLANGE D63 ANSI | 156.04 | 156.04 | 136.88 | 139.3 | 94.21 |  | 2811602800 | TOOL SPANNER D63 | 39.71 | 2811615490 | FLANGE D63 ANSI | 139.3 | 2811606100 | PIPE STRAIGHT D63 GREEN | 316.2
1310072282 | 29.41 | 0 | 25 | VALVE-BALL:0.5FNPT - AIRNET | ACCESSORIES |  | 1310072282 | 29.41 | 25 | 25 | 24.9985 | 2811621080 | QUICKDROP PUSH FIT D63XD25 | 77.09 | 77.09 | 67.62 | 88.06 | 160.89 |  | 2811602890 | PM Series D63 Spanner Tool NEW | 56.28 | 2811621080 | QUICKDROP PUSH FIT D63XD25 | 88.06 | 2811606200 | PIPE STRAIGHT D63 GREY | 316.2
1310072283 | 38.04 | 0 | 32.33 | VALVE-BALL:0.75FNPT - AIRNET | ACCESSORIES |  | 1310072283 | 38.04 | 32.33 | 32.33 | 32.334 | 2811640790 | TEE REDUCTION D63-D40 | 196.07 | 196.07 | 171.99 | 175.03 | 111.82 |  | 2811605190 | BUTTEFLY VALVE D63 | 555.32 | 2811640790 | TEE REDUCTION D63-D40 | 175.03 | 2811606510 | KIT AIRNET QD D63 D80 SEALS | 17.13
1310072284 | 49.24 | 0 | 41.85 | VALVE-BALL:1.0FNPT - AIRNET | ACCESSORIES |  | 1310072284 | 49.24 | 41.85 | 41.85 | 41.854 | 2811646280 | PIPE END ADAPTER PF | 163.73 | 163.73 | 143.62 | 146.17 | 139.06 |  | 2811606100 | PIPE STRAIGHT D63 GREEN | 360.47 | 2811646280 | PIPE END ADAPTER PF | 146.17 | 2811611080 | QUICKDROP PUSH FIT D63XD20 | 65.37
1310072378 | 84.62 | 0 | 71.93 | VALVE-BALL:1.25FNPT-AIRNET | ACCESSORIES |  | 1310072378 | 84.62 | 71.93 | 71.93 | 71.927 | 2811650790 | TEE REDUCTION D63-D50 | 210.14 | 210.14 | 184.33 | 176.09 | 88.45 |  | 2811606200 | PIPE STRAIGHT D63 GREY | 360.47 | 2811650790 | TEE REDUCTION D63-D50 | 176.09 | 2811611280 | QUICKDROP THREADED 3/4 NPT | 77.16
1310072286 | 102.27 | 0 | 86.93 | VALVE-BALL:1.5FNPT - AIRNET | ACCESSORIES |  | 1310072286 | 102.27 | 86.93 | 86.93 | 86.9295 | 2811650990 | TEE REDUCTION D63-2 NPT | 205.01 | 205.01 | 179.83 | 176.11 | 185.94 |  | 2811606510 | KIT AIRNET QD D63 D80 SEALS | 19.53 | 2811650990 | TEE REDUCTION D63-2 NPT | 176.11 | 2811612220 | CLIP PIPE D63 5/16 UNC 20PCS | 168.72
1310072287 | 267.82 | 0 | 227.65 | VALVE-BALL:2.0FNPT - AIRNET | ACCESSORIES |  | 1310072287 | 267.82 | 227.65 | 227.65 | 227.647 | 2811651890 | NIPPLE SOCKET D63-2 NPT | 187.32 | 187.32 | 164.32 | 176.72 | 146.8 |  | 2811611080 | QUICKDROP PUSH FIT D63XD20 | 74.52 | 2811651890 | NIPPLE SOCKET D63-2 NPT | 176.72 | 2811612880 | TOOL TORQUE HEAD D63 | 65.95
1310072288 | 346.73 | 0 | 294.72 | VALVE-BALL:2.5FNPT - AIRNET | ACCESSORIES |  | 1310072288 | 346.73 | 294.72 | 294.72 | 294.7205 | 2811652090 | UNION ADAPTER KIT D63-2NPT | 231.94 | 231.94 | 203.46 | 207.06 | 178.74 |  | 2811611280 | QUICKDROP THREADED 3/4 NPT | 87.96 | 2811652090 | UNION ADAPTER KIT D63-2NPT | 207.06 | 2811615490 | FLANGE D63 ANSI | 136.88
1310072289 | 1118.04 | 0 | 950.33 | VALVE-BALL:3.0FNPT - AIRNET | ACCESSORIES |  | 1310072289 | 1118.04 | 950.33 | 950.33 | 950.334 | 2811652190 | SOCKET REDUCTION D63 D50 | 205.74 | 205.74 | 180.47 | 179.07 | 178.78 |  | 2811612220 | CLIP PIPE D63 5/16 UNC 20PCS | 192.34 | 2811652190 | SOCKET REDUCTION D63 D50 | 179.07 | 2811621080 | QUICKDROP PUSH FIT D63XD25 | 67.62
1310072293 | 699.03 | 0 | 594.18 | HOSE-REEL:OPEN FOR 50FT .25ID | ACCESSORIES |  | 1310072293 | 699.03 | 594.18 | 594.18 | 594.1755 | 2811661490 | UNION ADAPTER D63 - 2 1/2 NPT | 207.53 | 207.53 | 182.04 | 139.27 | 179.39 |  | 2811612880 | TOOL TORQUE HEAD D63 | 75.18 | 2811661490 | UNION ADAPTER D63 - 2 1/2 NPT | 139.27 | 2811640790 | TEE REDUCTION D63-D40 | 171.99
1310072294 | 848.96 | 0 | 721.62 | HOSE-REEL:OPEN FOR 50FT .375ID | ACCESSORIES |  | 1310072294 | 848.96 | 721.62 | 721.62 | 721.616 | 2811661890 | NIPPLE SOCKET D63-2 1/2 NPT | 187.32 | 187.32 | 164.32 | 155.42 | 206.73 |  | 2811615490 | FLANGE D63 ANSI | 156.04 | 2811661890 | NIPPLE SOCKET D63-2 1/2 NPT | 155.42 | 2811646280 | PIPE END ADAPTER PF | 143.62
1310072295 | 683.61 | 0 | 581.07 | HOSE-REEL:OPEN FOR 30FT .375ID | ACCESSORIES |  | 1310072295 | 683.61 | 581.07 | 581.07 | 581.0685 | 2811662800 | TOOL SPANNER D63 HEXAGON BODY | 113.85 | 113.85 | 99.87 | 88.38 | 178.78 |  | 2811621080 | QUICKDROP PUSH FIT D63XD25 | 77.09 | 2811662800 | TOOL SPANNER D63 HEXAGON BODY | 88.38 | 2811650790 | TEE REDUCTION D63-D50 | 184.33
1310072373 | 675.22 | 0 | 573.94 | HOSE-REEL:ENCLOSED 50FT .25ID | ACCESSORIES |  | 1310072373 | 675.22 | 573.94 | 573.94 | 573.937 | 2811662890 | TOOL SPANNER D63 PM | 61.22 | 61.22 | 53.7 | 49.84 | 139.05 |  | 2811640790 | TEE REDUCTION D63-D40 | 196.07 | 2811662890 | TOOL SPANNER D63 PM | 49.84 | 2811650990 | TEE REDUCTION D63-2 NPT | 179.83
1310072374 | 806.61 | 0 | 685.62 | HOSE-REEL:ENCLOSED 50FT .375ID | ACCESSORIES |  | 1310072374 | 806.61 | 685.62 | 685.62 | 685.6185 | 2811665390 | BUTTERFLY VALVE D63 - 2 1/2 NPT | 617.31 | 617.31 | 541.5 | 551.08 | 157.77 |  | 2811646280 | PIPE END ADAPTER PF | 163.73 | 2811665390 | BUTTERFLY VALVE D63 - 2 1/2 NPT | 551.08 | 2811651890 | NIPPLE SOCKET D63-2 NPT | 164.32
1310072296 | 97.33 | 0 | 82.73 | HOSE:.375IDX25FT 300PSI SHOP | ACCESSORIES |  | 1310072296 | 97.33 | 82.73 | 82.73 | 82.7305 | 2811700000 | PIPE STRAIGHT D80 x1 | 359.74 | 359.74 | 315.56 | 354.06 | 88.38 |  | 2811650790 | TEE REDUCTION D63-D50 | 210.14 | 2811700000 | PIPE STRAIGHT D80 x1 | 354.06 | 2811652090 | UNION ADAPTER KIT D63-2NPT | 203.46
1310072297 | 92.73 | 0 | 78.82 | HOSE:.375ID X 50FT 300PSI SHOP | ACCESSORIES |  | 1310072297 | 92.73 | 78.82 | 78.82 | 78.8205 | 2811700290 | SOCKET EQUAL D80 | 127.46 | 127.46 | 111.81 | 118.53 | 50.68 |  | 2811650990 | TEE REDUCTION D63-2 NPT | 205.01 | 2811700290 | SOCKET EQUAL D80 | 118.53 | 2811652190 | SOCKET REDUCTION D63 D50 | 180.47
1310072290 | 46.25 | 0 | 39.31 | HOSE:0.375ID X12FT LONG SPIRAL | ACCESSORIES |  | 1310072290 | 46.25 | 39.31 | 39.31 | 39.3125 | 2811700390 | ELBOW 90 DEG. D80 | 177.76 | 177.76 | 155.93 | 163.31 | 559.44 |  | 2811651890 | NIPPLE SOCKET D63-2 NPT | 187.32 | 2811700390 | ELBOW 90 DEG. D80 | 163.31 | 2811661490 | UNION ADAPTER D63 - 2 1/2 NPT | 182.04
1310072292 | 53.28 | 0 | 45.29 | HOSE:0.375ID X20FT LONG SPIRAL | ACCESSORIES |  | 1310072292 | 53.28 | 45.29 | 45.29 | 45.288 | 2811700490 | ELBOW 45 DEG. D80 | 194.83 | 194.83 | 170.9 | 173.93 | 359.28 |  | 2811652090 | UNION ADAPTER KIT D63-2NPT | 231.94 | 2811700490 | ELBOW 45 DEG. D80 | 173.93 | 2811661890 | NIPPLE SOCKET D63-2 1/2 NPT | 164.32
1310256082 | 52.85 | 0 | 44.92 | BUSHING-PIPE:3.0"MNPT x 2.50" | ACCESSORIES |  | 1310256082 | 52.85 | 44.92 | 44.92 | 44.9225 | 2811700590 | TEE EQUAL D80 | 228.97 | 228.97 | 200.85 | 233.15 | 119.12 |  | 2811652190 | SOCKET REDUCTION D63 D50 | 205.74 | 2811700590 | TEE EQUAL D80 | 233.15 | 2811662800 | TOOL SPANNER D63 HEXAGON BODY | 99.87
1310256514 | 43.13 | 0 | 36.66 | BUSHING-PIPE:3.0"MNPT x 2"FNPT | ACCESSORIES |  | 1310256514 | 43.13 | 36.66 | 36.66 | 36.6605 | 2811700690 | CAP END D80 | 102.53 | 102.53 | 89.94 | 136.63 | 164.12 |  | 2811661490 | UNION ADAPTER D63 - 2 1/2 NPT | 207.53 | 2811700690 | CAP END D80 | 136.63 | 2811662890 | TOOL SPANNER D63 PM | 53.7
1310256325 | 39.62 | 0 | 33.68 | BUSHING-PIPE:2.5"MNPT x 2"FNPT | ACCESSORIES |  | 1310256325 | 39.62 | 33.68 | 33.68 | 33.677 | 2811701280 | QUICKDROP THREADED D80-1/2 NPT | 102.53 | 102.53 | 89.94 | 152.94 | 176.55 |  | 2811661890 | NIPPLE SOCKET D63-2 1/2 NPT | 187.32 | 2811701280 | QUICKDROP THREADED D80-1/2 NPT | 152.94 | 2811665390 | BUTTERFLY VALVE D63 - 2 1/2 NPT | 541.5
1310201169 | 18.15 | 0 | 15.43 | BUSHING-PIPE:2"MNPT X1.5"FNPT | ACCESSORIES |  | 1310201169 | 18.15 | 15.43 | 15.43 | 15.4275 | 2811702800 | TOOL SPANNER D80 | 40.36 | 40.36 | 35.4 | 37.2 | 234.32 |  | 2811662800 | TOOL SPANNER D63 HEXAGON BODY | 113.85 | 2811702800 | TOOL SPANNER D80 | 37.2 | 2811700000 | PIPE STRAIGHT D80 x1 | 315.56
1310072403 | 12.1 | 0 | 10.29 | BUSHING-PIPE:1.5"MNPT X1."FNPT | ACCESSORIES |  | 1310072403 | 12.1 | 10.29 | 10.29 | 10.285 | 2811702890 | TOOL SPANNER D80 PM | 56.4 | 56.4 | 49.47 | 30.81 | 138.68 |  | 2811662890 | TOOL SPANNER D63 PM | 61.22 | 2811702890 | TOOL SPANNER D80 PM | 30.81 | 2811700290 | SOCKET EQUAL D80 | 111.81
1310203228 | 6.79 | 0 | 5.77 | BUSHING-PIPE:1'MNPT X .75"FNPT | ACCESSORIES |  | 1310203228 | 6.79 | 5.77 | 5.77 | 5.7715 | 2811705190 | BUTTEFLY VALVE D80 | 746.86 | 746.86 | 655.14 | 699.77 | 153.61 |  | 2811665390 | BUTTERFLY VALVE D63 - 2 1/2 NPT | 617.31 | 2811705190 | BUTTEFLY VALVE D80 | 699.77 | 2811700390 | ELBOW 90 DEG. D80 | 155.93
1312100325 | 4.3 | 0 | 3.66 | BUSHING:1/2"M x 1/4"F, | ACCESSORIES |  | 1312100325 | 4.3 | 3.66 | 3.66 | 3.655 | 2811706100 | PIPE STRAIGHT D80 GREEN | 473.97 | 473.97 | 415.76 | 423.12 | 37.2 |  | 2811700000 | PIPE STRAIGHT D80 x1 | 359.74 | 2811706100 | PIPE STRAIGHT D80 GREEN | 423.12 | 2811700490 | ELBOW 45 DEG. D80 | 170.9
1312100326 | 4.33 | 0 | 3.68 | BUSHING:1/2"M x 3/8"F, | ACCESSORIES |  | 1312100326 | 4.33 | 3.68 | 3.68 | 3.6805 | 2811706200 | PIPE STRAIGHT D80 GREY | 473.97 | 473.97 | 415.76 | 423.12 | 32.05 |  | 2811700290 | SOCKET EQUAL D80 | 127.46 | 2811706200 | PIPE STRAIGHT D80 GREY | 423.12 | 2811700590 | TEE EQUAL D80 | 200.85
1312100335 | 19.64 | 0 | 16.69 | BUSHING:3/4"M x 1/2"F, | ACCESSORIES |  | 1312100335 | 19.64 | 16.69 | 16.69 | 16.694 | 2811711080 | QUICKDROP PUSH FIT D80XD20 | 99.26 | 99.26 | 87.07 | 128.41 | 710.38 |  | 2811700390 | ELBOW 90 DEG. D80 | 177.76 | 2811711080 | QUICKDROP PUSH FIT D80XD20 | 128.41 | 2811700690 | CAP END D80 | 89.94
1310072276 | 3.65 | 0 | 3.1 | ADAPTER:M8 MALEX0.375 UNC FEM | ACCESSORIES |  | 1310072276 | 3.65 | 3.1 | 3.1 | 3.1025 | 2811711280 | QUICKDROP THREADED D80-3/4 NPT | 114.74 | 114.74 | 100.65 | 186.78 | 379.51 |  | 2811700490 | ELBOW 45 DEG. D80 | 194.83 | 2811711280 | QUICKDROP THREADED D80-3/4 NPT | 186.78 | 2811701280 | QUICKDROP THREADED D80-1/2 NPT | 89.94
1310073077 | 23.18 | 0 | 19.7 | Adapter (2pcs) 5/16" bolt - 3/8" Coupler | ACCESSORIES |  | 1310073077 | 23.18 | 19.7 | 19.7 | 19.703 | 2811712220 | CLIP PIPE D80 5/16 UNC 20PCS | 209.82 | 209.82 | 184.05 | 162.88 | 379.51 |  | 2811700590 | TEE EQUAL D80 | 228.97 | 2811712220 | CLIP PIPE D80 5/16 UNC 20PCS | 162.88 | 2811702800 | TOOL SPANNER D80 | 35.4
1312100950 | 255.2 | 0 | 216.92 | HOSE ASSY 3/4" STRAIGHT 2.5 FT (2810105700) | ACCESSORIES |  | 1312100950 | 255.2 | 216.92 | 216.92 | 216.92 | 2811712880 | TOOL TORQUE HEAD D80 | 158.16 | 158.16 | 138.74 | 132.16 | 128.98 |  | 2811700690 | CAP END D80 | 102.53 | 2811712880 | TOOL TORQUE HEAD D80 | 132.16 | 2811702890 | TOOL SPANNER D80 PM | 49.47
1312100951 | 294.36 | 0 | 250.21 | HOSE ASSY 3/4" STRAIGHT 4.9 FT (2810115700) | ACCESSORIES |  | 1312100951 | 294.36 | 250.21 | 250.21 | 250.206 | 2811715490 | FLANGE D80 ANSI | 209.82 | 209.82 | 184.05 | 233.07 | 187.59 |  | 2811701280 | QUICKDROP THREADED D80-1/2 NPT | 102.53 | 2811715490 | FLANGE D80 ANSI | 233.07 | 2811705190 | BUTTEFLY VALVE D80 | 655.14
1312100952 | 315.39 | 0 | 268.08 | HOSE ASSY 1" STRAIGHT 2.5 FT (2810205700) | ACCESSORIES |  | 1312100952 | 315.39 | 268.08 | 268.08 | 268.0815 | 2811721080 | QUICKDROP PUSH FIT D80XD25 | 102.79 | 102.79 | 90.17 | 131.33 | 163.56 |  | 2811702800 | TOOL SPANNER D80 | 40.36 | 2811721080 | QUICKDROP PUSH FIT D80XD25 | 131.33 | 2811706100 | PIPE STRAIGHT D80 GREEN | 415.76
1312100953 | 360.01 | 0 | 306.01 | HOSE ASSY 1" STRAIGHT 4.9 FT (2810215700) | ACCESSORIES |  | 1312100953 | 360.01 | 306.01 | 306.01 | 306.0085 | 2811740790 | TEE REDUCTION D80-D40 | 240.79 | 240.79 | 211.22 | 214.96 | 137.43 |  | 2811702890 | TOOL SPANNER D80 PM | 56.4 | 2811740790 | TEE REDUCTION D80-D40 | 214.96 | 2811706200 | PIPE STRAIGHT D80 GREY | 415.76
1312100954 | 576.73 | 0 | 490.22 | HOSE ASSY 1 1/2" STRAIGHT 4.9 FT (2810415700) | ACCESSORIES |  | 1312100954 | 576.73 | 490.22 | 490.22 | 490.2205 | 2811746280 | PIPE END ADAPTER D80-D40 | 240.73 | 240.73 | 211.17 | 214.91 | 234.22 |  | 2811705190 | BUTTEFLY VALVE D80 | 746.86 | 2811746280 | PIPE END ADAPTER D80-D40 | 214.91 | 2811711080 | QUICKDROP PUSH FIT D80XD20 | 87.07
1312100955 | 900.99 | 0 | 765.84 | HOSE ASSY 2" STRAIGHT 4.9 FT (2810515700) | ACCESSORIES |  | 1312100955 | 900.99 | 765.84 | 765.84 | 765.8415 | 2811750790 | TEE REDUCTION D80-D50 | 250.47 | 250.47 | 219.71 | 223.6 | 131.89 |  | 2811706100 | PIPE STRAIGHT D80 GREEN | 473.97 | 2811750790 | TEE REDUCTION D80-D50 | 223.6 | 2811711280 | QUICKDROP THREADED D80-3/4 NPT | 100.65
| #N/A | [6 empty] | #N/A |  |  |  | 2811756280 | PIPE END FITTING D80-D50 | 284.33 | 284.33 | 249.41 | 253.83 | 236.13 |  | 2811706200 | PIPE STRAIGHT D80 GREY | 473.97 | 2811756280 | PIPE END FITTING D80-D50 | 253.83 | 2811712220 | CLIP PIPE D80 5/16 UNC 20PCS | 184.05
2811004600 | #N/A | 776.15 | #N/A | AIRnet Demo BOX - PF |  |  | 2811004600 | #N/A | #N/A | #N/A | #N/A | 2811760790 | TEE REDUCTION D80-D63 | 254.7 | 254.7 | 223.42 | 227.38 | 215.85 |  | 2811711080 | QUICKDROP PUSH FIT D80XD20 | 99.26 | 2811760790 | TEE REDUCTION D80-D63 | 227.38 | 2811712880 | TOOL TORQUE HEAD D80 | 138.74
2810084600 | 1012.89 | 0 | 860.96 | AIRnet Demo BOX |  |  | 2810084600 | 1012.89 | 860.96 | 860.96 | 860.9565 | 2811760990 | TEE REDUCTION D80- 2 1/2 NPT | 256.61 | 256.61 | 225.1 | 290.03 | 226.99 |  | 2811711280 | QUICKDROP THREADED D80-3/4 NPT | 114.74 | 2811760990 | TEE REDUCTION D80- 2 1/2 NPT | 290.03 | 2811715490 | FLANGE D80 ANSI | 184.05
| #N/A | [6 empty] | #N/A |  |  |  | 2811761890 | NIPPLE SOCKET D80-2 1/2 NPT | 234.78 | 234.78 | 205.95 | 233.04 | 254.93 |  | 2811712220 | CLIP PIPE D80 5/16 UNC 20PCS | 209.82 | 2811761890 | NIPPLE SOCKET D80-2 1/2 NPT | 233.04 | 2811721080 | QUICKDROP PUSH FIT D80XD25 | 90.17
2811105705 | #N/A | #N/A |  | AIRnet Spiral Hose 16x10mm - 5M Long EXHAUST STOCK - OBSOLETE |  |  | 2811105705 | #N/A |  |  |  | 2811762090 | UNION ADAPTER KIT D80-2 1/2 NPT | 289.71 | 289.71 | 254.13 | 258.62 | 227.01 |  | 2811712880 | TOOL TORQUE HEAD D80 | 158.16 | 2811762090 | UNION ADAPTER KIT D80-2 1/2 NPT | 258.62 | 2811740790 | TEE REDUCTION D80-D40 | 211.22
2811105710 | #N/A | #N/A |  | AIRnet Spiral Hose 16x10mm - 10M Long EXHAUST STOCK - OBSOLETE |  |  | 2811105710 | #N/A |  |  |  | 2811762190 | SOCKET REDUCTION D80-D63 | 254.69 | 254.69 | 223.41 | 227.37 | 383.02 |  | 2811715490 | FLANGE D80 ANSI | 209.82 | 2811762190 | SOCKET REDUCTION D80-D63 | 227.37 | 2811746280 | PIPE END ADAPTER D80-D40 | 211.17
| #N/A | [6 empty] | #N/A |  |  |  | 2811770990 | TEE REDUCTION D80- 3 NPT | 248.04 | 248.04 | 217.58 | 191.53 | 234.21 |  | 2811721080 | QUICKDROP PUSH FIT D80XD25 | 102.79 | 2811770990 | TEE REDUCTION D80- 3 NPT | 191.53 | 2811750790 | TEE REDUCTION D80-D50 | 219.71
2811007900 | 18.05 | 0 | 15.34 | Female-Female Socket 1/2" - 1/2" |  |  | 2811007900 | 18.05 | 15.34 | 15.34 | 15.3425 | 2811771490 | UNION ADAPTER D80 - 3 NPT | 237.36 | 237.36 | 208.21 | 177.4 | 262.51 |  | 2811740790 | TEE REDUCTION D80-D40 | 240.79 | 2811771490 | UNION ADAPTER D80 - 3 NPT | 177.4 | 2811756280 | PIPE END FITTING D80-D50 | 249.41
2811117900 | 31.02 | 0 | 26.37 | Female-Female Socket 3/4" - 3/4" | ACCES. |  | 2811117900 | 31.02 | 26.37 | 26.37 | 26.367 | 2811771890 | NIPPLE SOCKET D80-3 NPT | 237.36 | 237.36 | 208.21 | 223.63 | 227 |  | 2811746280 | PIPE END ADAPTER D80-D40 | 240.73 | 2811771890 | NIPPLE SOCKET D80-3 NPT | 223.63 | 2811760790 | TEE REDUCTION D80-D63 | 223.42
2811227900 | 49.38 | 0 | 41.97 | Female-Female Socket 1" - 1" | ACCES. |  | 2811227900 | 49.38 | 41.97 | 41.97 | 41.973 | 2811772090 | UNION ADAPTER KIT D80-3 NPT | 294.53 | 294.53 | 258.36 | 262.94 | 194.44 |  | 2811750790 | TEE REDUCTION D80-D50 | 250.47 | 2811772090 | UNION ADAPTER KIT D80-3 NPT | 262.94 | 2811760990 | TEE REDUCTION D80- 2 1/2 NPT | 225.1
2811337900 | 50.79 | 0 | 43.17 | Female-Female Socket 1 1/4" - 1 1/4" | ACCES. |  | 2811337900 | 50.79 | 43.17 | 43.17 | 43.1715 | 2811772800 | TOOL SPANNER D80 HEXAGON BODY | 105.34 | 105.34 | 92.4 | 81.33 | 176.57 |  | 2811756280 | PIPE END FITTING D80-D50 | 284.33 | 2811772800 | TOOL SPANNER D80 HEXAGON BODY | 81.33 | 2811761890 | NIPPLE SOCKET D80-2 1/2 NPT | 205.95
2811447900 | 60.31 | 0 | 51.26 | Female-Female Socket 1 1/2" - 1 1/2" | ACCES. |  | 2811447900 | 60.31 | 51.26 | 51.26 | 51.2635 | 2811772890 | TOOL SPANNER D80 PM | 61.91 | 61.91 | 54.31 | 43.86 | 227 |  | 2811760790 | TEE REDUCTION D80-D63 | 254.7 | 2811772890 | TOOL SPANNER D80 PM | 43.86 | 2811762090 | UNION ADAPTER KIT D80-2 1/2 NPT | 254.13
2811557900 | 91.25 | 0 | 77.56 | Female-Female Socket 2" - 2" | ACCES. |  | 2811557900 | 91.25 | 77.56 | 77.56 | 77.5625 | 2811772891 | TOOL SPANNER D80 - D63 ADPTR UNION | 57.81 | 57.81 | 50.71 | 40.93 | 262.51 |  | 2811760990 | TEE REDUCTION D80- 2 1/2 NPT | 256.61 | 2811772891 | TOOL SPANNER D80 - D63 ADPTR UNION | 40.93 | 2811762190 | SOCKET REDUCTION D80-D63 | 223.41
2811007700 | 13.52 | 0 | 11.49 | Male-Male HEX 1/2" - 1/2" | ACCES. |  | 2811007700 | 13.52 | 11.49 | 11.49 | 11.492 | 2811775390 | BUTTERFLY VALVE D80 - 3 NPT | 771.91 | 771.91 | 677.11 | 735.21 | 81.33 |  | 2811761890 | NIPPLE SOCKET D80-2 1/2 NPT | 234.78 | 2811775390 | BUTTERFLY VALVE D80 - 3 NPT | 735.21 | 2811770990 | TEE REDUCTION D80- 3 NPT | 217.58
2811117700 | 27.28 | 0 | 23.19 | Male-Male HEX 3/4" - 3/4" | ACCES. |  | 2811117700 | 27.28 | 23.19 | 23.19 | 23.188 | 2811800000 | PIPE STRAIGHT D100 x1 | 501.57 | 501.57 | 439.97 | 440.34 | 43 |  | 2811762090 | UNION ADAPTER KIT D80-2 1/2 NPT | 289.71 | 2811800000 | PIPE STRAIGHT D100 x1 | 440.34 | 2811771490 | UNION ADAPTER D80 - 3 NPT | 208.21
2811227700 | 46.93 | 0 | 39.89 | Male-Male HEX 1" - 1" | ACCES. |  | 2811227700 | 46.93 | 39.89 | 39.89 | 39.8905 | 2811806100 | PIPE STRAIGHT D100 GREEN 5.7M x1 | 527.17 | 527.17 | 462.43 | 470.61 | 39.38 |  | 2811762190 | SOCKET REDUCTION D80-D63 | 254.69 | 2811806100 | PIPE STRAIGHT D100 GREEN 5.7M x1 | 470.61 | 2811771890 | NIPPLE SOCKET D80-3 NPT | 208.21
2811447700 | 57.6 | 0 | 48.96 | Male-Male HEX 1 1/2" - 1 1/2" | ACCES. |  | 2811447700 | 57.6 | 48.96 | 48.96 | 48.96 | 2811806200 | PIPE STRAIGHT D100 GREY 5.7M x1 | 584.72 | 584.72 | 512.91 | 521.98 | 738.86 | 36.25 | 2811770990 | TEE REDUCTION D80- 3 NPT | 248.04 | 2811806200 | PIPE STRAIGHT D100 GREY 5.7M x1 | 521.98 | 2811772090 | UNION ADAPTER KIT D80-3 NPT | 258.36
2811557700 | 83.84 | 0 | 71.26 | Male-Male HEX 2" - 2" | ACCES. |  | 2811557700 | 83.84 | 71.26 | 71.26 | 71.264 | 2811811080 | Quick drop D100 x D20 | 241.62 | 241.62 | 211.95 | 185.81 | 436.8 |  | 2811771490 | UNION ADAPTER D80 - 3 NPT | 237.36 | 2811811080 | Quick drop D100 x D20 | 185.81 | 2811772800 | TOOL SPANNER D80 HEXAGON BODY | 92.4
[5 empty] | ACCES. | [6 empty] | 2811811180 | Quick drop threaded ISO D100 x D20 | 242.06 | 242.06 | 212.33 | 187.33 | 462.46 |  | 2811771890 | NIPPLE SOCKET D80-3 NPT | 237.36 | 2811811180 | Quick drop threaded ISO D100 x D20 | 187.33 | 2811772890 | TOOL SPANNER D80 PM | 54.31
|  |  |  | PA Series & P.O.U. ACCESSORIES 2.0 | [7 empty] | 2811811280 | Quick drop threaded NPT D100 x D20 | 241.62 | 241.62 | 211.95 | 185.81 | 457.67 |  | 2811772090 | UNION ADAPTER KIT D80-3 NPT | 294.53 | 2811811280 | Quick drop threaded NPT D100 x D20 | 185.81 | 2811772891 | TOOL SPANNER D80 - D63 ADPTR UNION | 50.71
2813002200 | #N/A | 0 | #N/A | Hanger Bolt for pipe clamps |  |  | 2813002200 | #N/A | #N/A | #N/A | #N/A | 2811821080 | Quick drop D100 x D25 | 254.73 | 254.73 | 223.45 | 204.4 | 182.54 |  | 2811772800 | TOOL SPANNER D80 HEXAGON BODY | 105.34 | 2811821080 | Quick drop D100 x D25 | 204.4 | 2811775390 | BUTTERFLY VALVE D80 - 3 NPT | 677.11
2813002505 | #N/A | 0 | #N/A | Socket Box Alu 4x1 - 1/2 |  |  | 2813002505 | #N/A | #N/A | #N/A | #N/A | 2811821180 | Quick drop threaded ISO D100 x D25 | 253.99 | 253.99 | 222.8 | 206.05 | 184.03 |  | 2811772890 | TOOL SPANNER D80 PM | 61.91 | 2811821180 | Quick drop threaded ISO D100 x D25 | 206.05 | 2811800000 | PIPE STRAIGHT D100 x1 | 439.97
2813002580 | #N/A | 0 | #N/A | Socket Box 2x1/2 |  |  | 2813002580 | #N/A | #N/A | #N/A | #N/A | 2811821280 | Quick drop threaded NPT D100 x D25 | 257.31 | 257.31 | 225.71 | 204.4 | 182.54 |  | 2811772891 | TOOL SPANNER D80 - D63 ADPTR UNION | 57.81 | 2811821280 | Quick drop threaded NPT D100 x D25 | 204.4 | 2811806100 | PIPE STRAIGHT D100 GREEN 5.7M x1 | 462.43
2813002581 | #N/A | 0 | #N/A | Socket Box 3x1/2 |  |  | 2813002581 | #N/A | #N/A | #N/A | #N/A | 2811841080 | Quick drop D100 x D40 | 264.73 | 264.73 | 232.22 | 224.82 | 200.78 |  | 2811775390 | BUTTERFLY VALVE D80 - 3 NPT | 771.91 | 2811841080 | Quick drop D100 x D40 | 224.82 | 2811806200 | PIPE STRAIGHT D100 GREY 5.7M x1 | 512.91
2813002582 | #N/A | 0 | #N/A | Socket Box 4x1/2 |  |  | 2813002582 | #N/A | #N/A | #N/A | #N/A | 2811841180 | Quick drop threaded ISO D100 x D40 | 266.76 | 266.76 | 234 | 226.64 | 202.4 |  | 2811800000 | PIPE STRAIGHT D100 x1 | 501.57 | 2811841180 | Quick drop threaded ISO D100 x D40 | 226.64 | 2811811080 | Quick drop D100 x D20 | 211.95
2813002583 | #N/A | 0 | #N/A | Socket Box 6x1/2 |  |  | 2813002583 | #N/A | #N/A | #N/A | #N/A | 2811841280 | Quick drop threaded NPT D100 x D40 | 264.73 | 264.73 | 232.22 | 224.82 | 200.78 |  | 2811806100 | PIPE STRAIGHT D100 GREEN 5.7M x1 | 527.17 | 2811841280 | Quick drop threaded NPT D100 x D40 | 224.82 | 2811811180 | Quick drop threaded ISO D100 x D20 | 212.33
2813002680 | #N/A | 0 | #N/A | Socket Box Top 2x1/2 |  |  | 2813002680 | #N/A | #N/A | #N/A | #N/A | 2811851080 | Quick drop D100 x D50 | 289.91 | 289.91 | 254.31 | 247.31 | 220.86 |  | 2811806200 | PIPE STRAIGHT D100 GREY 5.7M x1 | 584.72 | 2811851080 | Quick drop D100 x D50 | 247.31 | 2811811280 | Quick drop threaded NPT D100 x D20 | 211.95
2813002681 | #N/A | 0 | #N/A | Socket Box Top 3x1/2 |  |  | 2813002681 | #N/A | #N/A | #N/A | #N/A | 2811851180 | Quick drop threaded ISO D100 x D50 | 292.15 | 292.15 | 256.27 | 249.31 | 222.65 |  | 2811811080 | Quick drop D100 x D20 | 241.62 | 2811851180 | Quick drop threaded ISO D100 x D50 | 249.31 | 2811821080 | Quick drop D100 x D25 | 223.45
2813002682 | #N/A | 0 | #N/A | Socket Box Top 4x1/2 |  |  | 2813002682 | #N/A | #N/A | #N/A | #N/A | 2811851280 | Quick drop threaded NPT D100 x D50 | 302.8 | 302.8 | 265.61 | 247.31 | 220.86 |  | 2811811180 | Quick drop threaded ISO D100 x D20 | 242.06 | 2811851280 | Quick drop threaded NPT D100 x D50 | 247.31 | 2811821180 | Quick drop threaded ISO D100 x D25 | 222.8
2813002700 | #N/A | 0 | #N/A | Socket Box Mini 3/8 - 1/2 |  |  | 2813002700 | #N/A | #N/A | #N/A | #N/A | 2811900000 | PIPE STRAIGHT D158 x1 | 1029.51 | 1029.51 | 903.08 | 899.95 | 242.96 |  | 2811811280 | Quick drop threaded NPT D100 x D20 | 241.62 | 2811900000 | PIPE STRAIGHT D158 x1 | 899.95 | 2811821280 | Quick drop threaded NPT D100 x D25 | 225.71
2813002701 | #N/A | 0 | #N/A | Socket Box Mini 2x3/8 - 1/2 |  |  | 2813002701 | #N/A | #N/A | #N/A | #N/A | 2811906100 | PIPE STRAIGHT D158 GREEN | 1162.15 | 1162.15 | 1019.43 | 999.47 | 244.93 |  | 2811821080 | Quick drop D100 x D25 | 254.73 | 2811906100 | PIPE STRAIGHT D158 GREEN | 999.47 | 2811841080 | Quick drop D100 x D40 | 232.22
2813002702 | #N/A | 0 | #N/A | Socket Box Mini 3/8 - 2x1/2 |  |  | 2813002702 | #N/A | #N/A | #N/A | #N/A | 2811906200 | PIPE STRAIGHT D158 GREY | 1162.15 | 1162.15 | 1019.43 | 999.47 | 242.96 |  | 2811821180 | Quick drop threaded ISO D100 x D25 | 253.99 | 2811906200 | PIPE STRAIGHT D158 GREY | 999.47 | 2811841180 | Quick drop threaded ISO D100 x D40 | 234
2813004000 | #N/A | 0 | #N/A | Shear |  |  | 2813004000 | #N/A | #N/A | #N/A | #N/A | 2811911080 | Quick drop D158 x D20 | 365.29 | 365.29 | 320.43 | 293.57 | 899.27 |  | 2811821280 | Quick drop threaded NPT D100 x D25 | 257.31 | 2811911080 | Quick drop D158 x D20 | 293.57 | 2811841280 | Quick drop threaded NPT D100 x D40 | 232.22
2813014000 | #N/A | 0 | #N/A | 2 spare blades for shear |  |  | 2813014000 | #N/A | #N/A | #N/A | #N/A | 2811911180 | Quick drop threaded ISO D158 x D20 | 331.53 | 331.53 | 290.82 | 295.96 | 909.63 |  | 2811841080 | Quick drop D100 x D40 | 264.73 | 2811911180 | Quick drop threaded ISO D158 x D20 | 295.96 | 2811851080 | Quick drop D100 x D50 | 254.31
2813024000 | #N/A | 0 | #N/A | Marking and deburring tool |  |  | 2813024000 | #N/A | #N/A | #N/A | #N/A | 2811911280 | Quick drop threaded NPT D158 x D20 | 368.37 | 368.37 | 323.13 | 293.57 | 909.63 |  | 2811841180 | Quick drop threaded ISO D100 x D40 | 266.76 | 2811911280 | Quick drop threaded NPT D158 x D20 | 293.57 | 2811851180 | Quick drop threaded ISO D100 x D50 | 256.27
2813034000 | #N/A | 0 | #N/A | Pipe Cutter D32 |  |  | 2813034000 | #N/A | #N/A | #N/A | #N/A | 2811921080 | Quick drop D158 x D25 | 386.39 | 386.39 | 338.94 | 322.95 | 288.4 |  | 2811841280 | Quick drop threaded NPT D100 x D40 | 264.73 | 2811921080 | Quick drop D158 x D25 | 322.95 | 2811851280 | Quick drop threaded NPT D100 x D50 | 265.61
2813044000 | #N/A | 0 | #N/A | Pipe Cutter D32 spare Cutting Wheel |  |  | 2813044000 | #N/A | #N/A | #N/A | #N/A | 2811921180 | Quick drop threaded ISO D158 x D25 | 364.69 | 364.69 | 319.9 | 325.56 | 290.75 |  | 2811851080 | Quick drop D100 x D50 | 289.91 | 2811921180 | Quick drop threaded ISO D158 x D25 | 325.56 | 2811900000 | PIPE STRAIGHT D158 x1 | 903.08
2813054000 | #N/A | 0 | #N/A | Deburring tool D35 |  |  | 2813054000 | #N/A | #N/A | #N/A | #N/A | 2811921280 | Quick drop threaded NPT D158 x D25 | 390.26 | 390.26 | 342.33 | 322.95 | 288.4 |  | 2811851180 | Quick drop threaded ISO D100 x D50 | 292.15 | 2811921280 | Quick drop threaded NPT D158 x D25 | 322.95 | 2811906100 | PIPE STRAIGHT D158 GREEN | 1019.43
2813064000 | #N/A | 0 | #N/A | Deburring blade |  |  | 2813064000 | #N/A | #N/A | #N/A | #N/A | 2811941080 | Quick drop D158 x D40 | 423.66 | 423.66 | 371.63 | 355.21 | 317.25 |  | 2811851280 | Quick drop threaded NPT D100 x D50 | 302.8 | 2811941080 | Quick drop D158 x D40 | 355.21 | 2811906200 | PIPE STRAIGHT D158 GREY | 1019.43
2813074000 | #N/A | 0 | #N/A | Anti-friction agent |  |  | 2813074000 | #N/A | #N/A | #N/A | #N/A | 2811941180 | Quick drop threaded ISO D158 x D40 | 401.13 | 401.13 | 351.87 | 358.1 | 319.81 |  | 2811900000 | PIPE STRAIGHT D158 x1 | 1029.51 | 2811941180 | Quick drop threaded ISO D158 x D40 | 358.1 | 2811911080 | Quick drop D158 x D20 | 320.43
2813100000 | #N/A | 0 | #N/A | PA Pipe D15 5,7m |  |  | 2813100000 | #N/A | #N/A | #N/A | #N/A | 2811941280 | Quick drop threaded NPT D158 x D40 | 436.54 | 436.54 | 382.93 | 355.21 | 317.25 |  | 2811906100 | PIPE STRAIGHT D158 GREEN | 1162.15 | 2811941280 | Quick drop threaded NPT D158 x D40 | 355.21 | 2811911180 | Quick drop threaded ISO D158 x D20 | 290.82
2813100280 | #N/A | 0 | #N/A | Equal socket D15 |  |  | 2813100280 | #N/A | #N/A | #N/A | #N/A | 2811951080 | Quick drop D158 x D50 | 464.72 | 464.72 | 407.65 | 390.75 | 348.95 |  | 2811906200 | PIPE STRAIGHT D158 GREY | 1162.15 | 2811951080 | Quick drop D158 x D50 | 390.75 | 2811911280 | Quick drop threaded NPT D158 x D20 | 323.13
2813100281 | #N/A | 0 | #N/A | Sliding equal socket D15 |  |  | 2813100281 | #N/A | #N/A | #N/A | #N/A | 2811951180 | Quick drop threaded ISO D158 x D50 | 441.24 | 441.24 | 387.05 | 393.9 | 351.79 |  | 2811911080 | Quick drop D158 x D20 | 365.29 | 2811951180 | Quick drop threaded ISO D158 x D50 | 393.9 | 2811921080 | Quick drop D158 x D25 | 338.94
2813100380 | #N/A | 0 | #N/A | 90 Deg. Elbow D15 |  |  | 2813100380 | #N/A | #N/A | #N/A | #N/A | 2811951280 | Quick drop threaded NPT D158 x D50 | 476.31 | 476.31 | 417.82 | 390.75 | 348.95 |  | 2811911180 | Quick drop threaded ISO D158 x D20 | 331.53 | 2811951280 | Quick drop threaded NPT D158 x D50 | 390.75 | 2811921180 | Quick drop threaded ISO D158 x D25 | 319.9
2813100381 | #N/A | 0 | #N/A | 90 Deg. Elbow D15-1/2 ISO7R |  |  | 2813100381 | #N/A | #N/A | #N/A | #N/A | 2812002980 | MARKER | 10.99 | 10.99 | 9.64 | 8.43 | 383.88 |  | 2811911280 | Quick drop threaded NPT D158 x D20 | 368.37 | 2812002980 | MARKER | 8.43 | 2811921280 | Quick drop threaded NPT D158 x D25 | 342.33
2813100480 | #N/A | 0 | #N/A | 45 Deg. Elbow D15 |  |  | 2813100480 | #N/A | #N/A | #N/A | #N/A | 2812003001 | TOOL PRESS D15-D54 110V | 2135.07 | 2135.07 | 1872.87 | 1795.5 | 386.98 |  | 2811921080 | Quick drop D158 x D25 | 386.39 | 2812003001 | TOOL PRESS D15-D54 110V | 1795.5 | 2811941080 | Quick drop D158 x D40 | 371.63
2813100580 | #N/A | 0 | #N/A | Equal tee D15 |  |  | 2813100580 | #N/A | #N/A | #N/A | #N/A | 2812004000 | TOOL CUTTER MANUAL D15-D54 | 130.25 | 130.25 | 114.25 | 203.23 | 383.88 |  | 2811921180 | Quick drop threaded ISO D158 x D25 | 364.69 | 2812004000 | TOOL CUTTER MANUAL D15-D54 | 203.23 | 2811941180 | Quick drop threaded ISO D158 x D40 | 351.87
2813100680 | #N/A | 0 | #N/A | End cap D15 |  |  | 2813100680 | #N/A | #N/A | #N/A | #N/A | 2812004600 | DEMO BOX | 642.58 | 642.58 | 563.67 | 432.72 | 8.46 |  | 2811921280 | Quick drop threaded NPT D158 x D25 | 390.26 | 2812004600 | DEMO BOX | 432.72 | 2811941280 | Quick drop threaded NPT D158 x D40 | 382.93
2813101300 | #N/A | 0 | #N/A | Threaded adapter D15-1/2 ISO7R |  |  | 2813101300 | #N/A | #N/A | #N/A | #N/A | 2812004601 | DEMO BOX EMPTY | 783.03 | 783.03 | 686.87 | 616.91 | 2074.62 |  | 2811941080 | Quick drop D158 x D40 | 423.66 | 2812004601 | DEMO BOX EMPTY | 616.91 | 2811951080 | Quick drop D158 x D50 | 407.65
2813101780 | #N/A | 0 | #N/A | Nipple socket D15 1/2 ISO7R male |  |  | 2813101780 | #N/A | #N/A | #N/A | #N/A | 2812004602 | PIPE STRAIGHT D35 DEMOBOX | 3.73 | 3.73 | 3.27 | 7.04 | 211.88 |  | 2811941180 | Quick drop threaded ISO D158 x D40 | 401.13 | 2812004602 | PIPE STRAIGHT D35 DEMOBOX | 7.04 | 2811951180 | Quick drop threaded ISO D158 x D50 | 387.05
2813101980 | #N/A | 0 | #N/A | Nipple socket D15 1/2 ISO228 female |  |  | 2813101980 | #N/A | #N/A | #N/A | #N/A | 2812004603 | PIPE STRAIGHT D42 DEMOBOX | 3.73 | 3.73 | 3.27 | 7.01 | 416.93 |  | 2811941280 | Quick drop threaded NPT D158 x D40 | 436.54 | 2812004603 | PIPE STRAIGHT D42 DEMOBOX | 7.01 | 2811951280 | Quick drop threaded NPT D158 x D50 | 417.82
2813102200 | #N/A | 0 | #N/A | Pipe clip D15 |  |  | 2813102200 | #N/A | #N/A | #N/A | #N/A | 2812013001 | TOOL PRESS D76-D108 110V | 5982.12 | 5982.12 | 5247.47 | 4730.75 | 619.49 |  | 2811951080 | Quick drop D158 x D50 | 464.72 | 2812013001 | TOOL PRESS D76-D108 110V | 4730.75 | 2812002980 | MARKER | 9.64
2813102800 | #N/A | 0 | #N/A | Disassembly pliers D15 |  |  | 2813102800 | #N/A | #N/A | #N/A | #N/A | 2812014000 | TOOL CUTTER MANUAL SPARE BLADE | 31.25 | 31.25 | 27.41 | 47.4 | 7.07 |  | 2811951180 | Quick drop threaded ISO D158 x D50 | 441.24 | 2812014000 | TOOL CUTTER MANUAL SPARE BLADE | 47.4 | 2812003001 | TOOL PRESS D15-D54 110V | 1872.87
2813105180 | #N/A | 0 | #N/A | Ball valve D15 |  |  | 2813105180 | #N/A | #N/A | #N/A | #N/A | 2812017200 | BOLT ADAPTOR M6-3/8 INCH UNC | 12.24 | 12.24 | 10.74 | 55.93 | 7.04 |  | 2811951280 | Quick drop threaded NPT D158 x D50 | 476.31 | 2812017200 | BOLT ADAPTOR M6-3/8 INCH UNC | 55.93 | 2812004000 | TOOL CUTTER MANUAL D15-D54 | 114.25
2813110000 | #N/A | 0 | #N/A | PA Pipe D15 25m |  |  | 2813110000 | #N/A | #N/A | #N/A | #N/A | 2812022800 | TOOL BATTERY | 1026.43 | 1026.43 | 900.38 | 366.53 | 5486.03 |  | 2812002980 | MARKER | 10.99 | 2812022800 | TOOL BATTERY | 366.53 | 2812004600 | DEMO BOX | 563.67
2813112800 | #N/A | 0 | #N/A | Disassembly clip D15 |  |  | 2813112800 | #N/A | #N/A | #N/A | #N/A | 2812024080 | TOOL CUT EL. KIT D28-D108 220V | 3364.57 | 3364.57 | 2951.38 | 2427.16 | 49.4 |  | 2812003001 | TOOL PRESS D15-D54 110V | 2135.07 | 2812024080 | TOOL CUT EL. KIT D28-D108 220V | 2427.16 | 2812004601 | DEMO BOX EMPTY | 686.87
2813120000 | #N/A | 0 | #N/A | PA Pipe D15 10m |  |  | 2813120000 | #N/A | #N/A | #N/A | #N/A | 2812024081 | TOOL CUTTER EL. D28-D108 220V | 1869.9 | 1869.9 | 1640.26 | 1338.7 | 56.17 |  | 2812004000 | TOOL CUTTER MANUAL D15-D54 | 130.25 | 2812024081 | TOOL CUTTER EL. D28-D108 220V | 1338.7 | 2812004602 | PIPE STRAIGHT D35 DEMOBOX | 3.27
2813122200 | #N/A | 0 | #N/A | Pipe clamp D15-D18 |  |  | 2813122200 | #N/A | #N/A | #N/A | #N/A | 2812027200 | BOLT ADAPTOR M8-3/8 INCH UNC | 9.41 | 9.41 | 8.25 | 8.4 | 366.53 |  | 2812004600 | DEMO BOX | 642.58 | 2812027200 | BOLT ADAPTOR M8-3/8 INCH UNC | 8.4 | 2812004603 | PIPE STRAIGHT D42 DEMOBOX | 3.27
2813130000 | #N/A | 0 | #N/A | PA UV Pipe D15 25m |  |  | 2813130000 | #N/A | #N/A | #N/A | #N/A | 2812034000 | TOOL CUTTER EL. D28-D108 110V | 1754.03 | 1754.03 | 1538.62 | 1361.61 | 2530.41 |  | 2812004601 | DEMO BOX EMPTY | 783.03 | 2812034000 | TOOL CUTTER EL. D28-D108 110V | 1361.61 | 2812013001 | TOOL PRESS D76-D168 110V | 5247.47
2813140000 | #N/A | 0 | #N/A | AL Pipe D15 5,7m |  |  | 2813140000 | #N/A | #N/A | #N/A | #N/A | 2812034080 | TOOL CUT EL. KIT D28-D108 110V kit | 3364.57 | 3364.57 | 2951.38 | 2405.83 | 1395.65 |  | 2812004602 | PIPE STRAIGHT D35 DEMOBOX | 3.73 | 2812034080 | TOOL CUT EL. KIT D28-D108 110V kit | 2405.83 | 2812014000 | TOOL CUTTER MANUAL SPARE BLADE | 27.41
2813200000 | #N/A | 0 | #N/A | PA Pipe D18 5,7m |  |  | 2813200000 | #N/A | #N/A | #N/A | #N/A | 2812034081 | TOOL CUT EL. KIT D28-D108 110V | 1869.9 | 1869.9 | 1640.26 | 1404.13 | 8.43 |  | 2812004603 | PIPE STRAIGHT D42 DEMOBOX | 3.73 | 2812034081 | TOOL CUT EL. KIT D28-D108 110V | 1404.13 | 2812017200 | BOLT ADAPTOR M6-3/8 INCH UNC | 10.74
2813200280 | #N/A | 0 | #N/A | Equal socket D18 |  |  | 2813200280 | #N/A | #N/A | #N/A | #N/A | 2812037200 | BOLT ADAPTOR M10-3/8 INCH UNC | 9.41 | 9.41 | 8.25 | 8.4 | 1487.56 |  | 2812013001 | TOOL PRESS D76-D168 110V | 5982.12 | 2812037200 | BOLT ADAPTOR M10-3/8 INCH UNC | 8.4 | 2812022800 | TOOL BATTERY | 900.38
2813200281 | #N/A | 0 | #N/A | Sliding equal socket D18 |  |  | 2813200281 | #N/A | #N/A | #N/A | #N/A | 2812042801 | TOOL CABLE 110V | 519.48 | 519.48 | 455.68 | 403.26 | 2508.17 |  | 2812014000 | TOOL CUTTER MANUAL SPARE BLADE | 31.25 | 2812042801 | TOOL CABLE 110V | 403.26 | 2812024080 | TOOL CUT EL. KIT D28-D108 220V | 2951.38
2813200380 | #N/A | 0 | #N/A | 90 Deg. Elbow D18 |  |  | 2813200380 | #N/A | #N/A | #N/A | #N/A | 2812043001 | TOOL CHARGER 110V | 228.57 | 228.57 | 200.5 | 169.92 | 1463.86 | 39.16 | 2812017200 | BOLT ADAPTOR M6-3/8 INCH UNC | 12.24 | 2812043001 | TOOL CHARGER 110V | 169.92 | 2812024081 | TOOL CUTTER EL. D28-D108 220V | 1640.26
2813200381 | #N/A | 0 | #N/A | 90 Deg. Elbow D18-1/2 ISO7R |  |  | 2813200381 | #N/A | #N/A | #N/A | #N/A | 2812064000 | TOOL CUTTER EL. CUTTING WHEEL | 127.24 | 127.24 | 111.61 | 107.35 | 8.43 |  | 2812022800 | TOOL BATTERY | 1026.43 | 2812064000 | TOOL CUTTER EL. CUTTING WHEEL | 107.35 | 2812027200 | BOLT ADAPTOR M8-3/8 INCH UNC | 8.25
2813200480 | #N/A | 0 | #N/A | 45 Deg. Elbow D18 |  |  | 2813200480 | #N/A | #N/A | #N/A | #N/A | 2812074000 | TOOL CUTTER EL. WHEEL STAND | 407.58 | 407.58 | 357.53 | 343.9 | 420.41 |  | 2812024080 | TOOL CUT EL. KIT D28-D108 220V | 3364.57 | 2812074000 | TOOL CUTTER EL. WHEEL STAND | 343.9 | 2812034000 | TOOL CUTTER EL. D28-D108 110V | 1538.62
2813200580 | #N/A | 0 | #N/A | Equal tee D18 |  |  | 2813200580 | #N/A | #N/A | #N/A | #N/A | 2812084000 | TOOL CUTTER EL. PIPE SUPPORT | 419.69 | 419.69 | 368.15 | 325.6 | 235.02 |  | 2812024081 | TOOL CUTTER EL. D28-D108 220V | 1869.9 | 2812084000 | TOOL CUTTER EL. PIPE SUPPORT | 325.6 | 2812034080 | TOOL CUT EL. KIT D28-D108 110V | 2951.38
2813200680 | #N/A | 0 | #N/A | End cap D18 |  |  | 2813200680 | #N/A | #N/A | #N/A | #N/A | 2812094000 | TOOL CUTTER EL. SPARE ROLLERS | 422.77 | 422.77 | 370.85 | 208.19 | 111.92 |  | 2812027200 | BOLT ADAPTOR M8-3/8 INCH UNC | 9.41 | 2812094000 | TOOL CUTTER EL. SPARE ROLLERS | 208.19 | 2812034081 | TOOL CUTTER EL. D28-D108 110V | 1640.26
2813201300 | #N/A | 0 | #N/A | Threaded adapter D18-1/2 ISO7R |  |  | 2813201300 | #N/A | #N/A | #N/A | #N/A | 2812100000 | PIPE 304L D15 | 137.1 | 137.1 | 47.55 | 108.34 | 358.54 |  | 2812034000 | TOOL CUTTER EL. D28-D108 110V | 1754.03 | 2812100000 | PIPE 304L D15 | 108.34 | 2812037200 | BOLT ADAPTOR M10-3/8 INCH UNC | 8.25
2813201780 | #N/A | 0 | #N/A | Nipple socket D18 1/2 ISO7R male |  |  | 2813201780 | #N/A | #N/A | #N/A | #N/A | 2812100100 | PIPE 316L D15 | 149.4 | 149.4 | 55.35 | 151.65 | 339.46 |  | 2812034080 | TOOL CUT EL. KIT D28-D108 110V | 3364.57 | 2812100100 | PIPE 316L D15 | 151.65 | 2812042801 | TOOL CABLE 110V | 455.68
2813201980 | #N/A | 0 | #N/A | Nipple socket D18 1/2 ISO228 female |  |  | 2813201980 | #N/A | #N/A | #N/A | #N/A | 2812100200 | EQUAL SOCKET 316L D15 | 39.2 | 39.2 | 34.39 | 34.99 | 217.05 |  | 2812034081 | TOOL CUTTER EL. D28-D108 110V | 1869.9 | 2812100200 | EQUAL SOCKET 316L D15 | 34.99 | 2812043001 | TOOL BATTERY CHARGER 110V | 200.5
2813202200 | #N/A | 0 | #N/A | Pipe clip D18 |  |  | 2813202200 | #N/A | #N/A | #N/A | #N/A | 2812100302 | ELBOW 90 DEG 316L D15 | 42.83 | 42.83 | 37.57 | 38.24 | 118.71 |  | 2812037200 | BOLT ADAPTOR M10-3/8 INCH UNC | 9.41 | 2812100302 | ELBOW 90 DEG 316L D15 | 38.24 | 2812064000 | TOOL CUTTER EL. CUTTING WHEEL | 111.61
2813202800 | #N/A | 0 | #N/A | Disassembly pliers D18 |  |  | 2813202800 | #N/A | #N/A | #N/A | #N/A | 2812100402 | ELBOW 45 DEG 316L D15 | 41.29 | 41.29 | 36.22 | 36.86 | 166.17 |  | 2812042801 | TOOL CABLE 110V | 519.48 | 2812100402 | ELBOW 45 DEG 316L D15 | 36.86 | 2812074000 | TOOL CUTTER EL. WHEEL STAND | 357.53
2813205180 | #N/A | 0 | #N/A | Ball valve D18 |  |  | 2813205180 | #N/A | #N/A | #N/A | #N/A | 2812100500 | EQUAL TEE 316L D15 | 57.6 | 57.6 | 50.53 | 51.43 | 35.16 |  | 2812043001 | TOOL BATTERY CHARGER 110V | 228.57 | 2812100500 | EQUAL TEE 316L D15 | 51.43 | 2812084000 | TOOL CUTTER EL. PIPE SUPPORT | 368.15
2813210000 | #N/A | 0 | #N/A | PA Pipe D18 25m |  |  | 2813210000 | #N/A | #N/A | #N/A | #N/A | 2812100600 | END CAP 316L D15 | 37.65 | 37.65 | 33.03 | 33.62 | 38.36 |  | 2812064000 | TOOL CUTTER EL. CUTTING WHEEL | 127.24 | 2812100600 | END CAP 316L D15 | 33.62 | 2812094000 | TOOL CUTTER EL. SPARE ROLLERS | 370.85
2813211300 | #N/A | 0 | #N/A | Threaded adapter D18-3/4 ISO7R |  |  | 2813211300 | #N/A | #N/A | #N/A | #N/A | 2812100900 | RED TEE 316L D15X1/2 NPT | 74.11 | 74.11 | 65.01 | 66.16 | 17.4 |  | 2812074000 | TOOL CUTTER EL. WHEEL STAND | 407.58 | 2812100900 | RED TEE 316L D15X1/2 NPT | 66.16 | 2812100000 | PIPE 304L D15 | 47.55
2813211780 | #N/A | 0 | #N/A | Nipple socket D18 3/4 ISO7R male |  |  | 2813211780 | #N/A | #N/A | #N/A | #N/A | 2812101800 | NIPPLE 316L D15X1/2 NPT M | 69.72 | 69.72 | 61.16 | 62.24 | 36.86 |  | 2812084000 | TOOL CUTTER EL. PIPE SUPPORT | 419.69 | 2812101800 | NIPPLE 316L D15X1/2 NPT M | 62.24 | 2812100100 | PIPE 316L D15 | 55.35
2813211980 | #N/A | 0 | #N/A | Nipple socket D18 3/4 ISO228 female |  |  | 2813211980 | #N/A | #N/A | #N/A | #N/A | 2812102220 | PIPE CLIP 304 D15 M8 20X | 114.36 | 114.36 | 100.32 | 102.1 | 51.68 |  | 2812094000 | TOOL CUTTER EL. SPARE ROLLERS | 422.77 | 2812102220 | PIPE CLIP 304 D15 M8 20X | 102.1 | 2812100200 | EQUAL SOCKET 316L D15 | 34.39
2813220000 | #N/A | 0 | #N/A | PA Pipe D18 10m |  |  | 2813220000 | #N/A | #N/A | #N/A | #N/A | 2812103000 | TOOL JAW D15 | 212.26 | 212.26 | 186.19 | 165.41 | 33.79 |  | 2812100000 | PIPE 304L D15 | 137.1 | 2812103000 | TOOL JAW D15 | 165.41 | 2812100222 | Equal socket D22 | 39.53
2813222800 | #N/A | 0 | #N/A | Disassembly clip D18 |  |  | 2813222800 | #N/A | #N/A | #N/A | #N/A | 2812104000 | WALLMOUNT 316L D15X1/2 ISO228 | 75.72 | 75.72 | 66.42 | 67.6 | 66.43 |  | 2812100100 | PIPE 316L D15 | 149.4 | 2812104000 | WALLMOUNT 316L D15X1/2 ISO228 | 67.6 | 2812100302 | ELBOW 90 deg 316L D15 | 37.57
2813230000 | #N/A | 0 | #N/A | PA UV Pipe D18 25m |  |  | 2813230000 | #N/A | #N/A | #N/A | #N/A | 2812104100 | WALLMOUNT 316L D15X1/2NPT | 80.53 | 80.53 | 70.64 | 71.89 | 62.51 |  | 2812100200 | EQUAL SOCKET 316L D15 | 39.2 | 2812104100 | WALLMOUNT 316L D15X1/2NPT | 71.89 | 2812100322 | Elbow 90deg FF D22 | 46.09
2813240000 | #N/A | 0 | #N/A | AL Pipe D18 5,7m |  |  | 2813240000 | #N/A | #N/A | #N/A | #N/A | 2812105100 | BALL VALVE 316L D15 | 186.03 | 186.03 | 163.18 | 166.07 | 102.53 |  | 2812100222 | Equal socket D22 | 45.06 | 2812105100 | BALL VALVE 316L D15 | 166.07 | 2812100402 | ELBOW 45 deg 316L D15 | 36.22
2813300000 | #N/A | 0 | #N/A | PA Pipe D22 5,7m |  |  | 2813300000 | #N/A | #N/A | #N/A | #N/A | 2812105400 | ASS. FLANGE 316L D15 DIN PN16 | 78.25 | 78.25 | 68.64 | 69.85 | 199.39 |  | 2812100302 | ELBOW 90 deg 316L D15 | 42.83 | 2812105400 | ASS. FLANGE 316L D15 DIN PN16 | 69.85 | 2812100422 | Elbow 45deg FF D22 | 47.04
2813300280 | #N/A | 0 | #N/A | Equal socket D22 |  |  | 2813300280 | #N/A | #N/A | #N/A | #N/A | 2812105500 | COMPENSATOR 316L D15 PN10 | 259.62 | 259.62 | 227.74 | 231.77 | 67.93 |  | 2812100322 | Elbow 90deg FF D22 | 52.54 | 2812105500 | COMPENSATOR 316L D15 PN10 | 231.77 | 2812100500 | EQUAL TEE 316L D15 | 50.53
2813300281 | #N/A | 0 | #N/A | Sliding equal socket D22 |  |  | 2813300281 | #N/A | #N/A | #N/A | #N/A | 2812106520 | KIT SEAL D15 20PCS | 46.97 | 46.97 | 41.2 | 41.93 | 72.24 |  | 2812100402 | ELBOW 45 deg 316L D15 | 41.29 | 2812106520 | KIT SEAL D15 20PCS | 41.93 | 2812100522 | Equal tee D22 | 68.57
2813300380 | #N/A | 0 | #N/A | 90 Deg. Elbow D22 |  |  | 2813300380 | #N/A | #N/A | #N/A | #N/A | 2812106700 | SWAN NECK 316L D15 | 108.38 | 108.38 | 95.07 | 108.25 | 166.78 |  | 2812100422 | Elbow 45deg FF D22 | 53.63 | 2812106700 | SWAN NECK 316L D15 | 108.25 | 2812100600 | END CAP 316L D15 | 33.03
2813300480 | #N/A | 0 | #N/A | 45 Deg. Elbow D22 |  |  | 2813300480 | #N/A | #N/A | #N/A | #N/A | 2812111400 | ASS. UNION 316L D15X1/2 NPT F | 71.24 | 71.24 | 62.49 | 63.59 | 70.13 |  | 2812100500 | EQUAL TEE 316L D15 | 57.6 | 2812111400 | ASS. UNION 316L D15X1/2 NPT F | 63.59 | 2812100622 | End cap D22 | 49.13
2813300580 | #N/A | 0 | #N/A | Equal tee D22 |  |  | 2813300580 | #N/A | #N/A | #N/A | #N/A | 2812111800 | NIPPLE 316L D15X3/4 NPT M | 69.72 | 69.72 | 61.16 | 62.24 | 232.73 |  | 2812100522 | Equal tee D22 | 78.17 | 2812111800 | NIPPLE 316L D15X3/4 NPT M | 62.24 | 2812100900 | RED TEE 316L D15X1/2 NPT | 65.01
2813300680 | #N/A | 0 | #N/A | End cap D22 |  |  | 2813300680 | #N/A | #N/A | #N/A | #N/A | 2812112000 | NIPPLE 316L D15X3/4 NPT F | 67.04 | 67.04 | 58.81 | 59.85 | 42.11 |  | 2812100600 | END CAP 316L D15 | 37.65 | 2812112000 | NIPPLE 316L D15X3/4 NPT F | 59.85 | 2812100922 | Threaded tee D22x1/2"x22 | 73.77
2813301300 | #N/A | 0 | #N/A | Threaded adapter D22-1/2 ISO7R |  |  | 2813301300 | #N/A | #N/A | #N/A | #N/A | 2812112220 | PIPE CLIP 304 D15 3/8UNC 20X | 215.22 | 215.22 | 188.66 | 90.81 | 108.71 |  | 2812100622 | End cap D22 | 56.01 | 2812112220 | PIPE CLIP 304 D15 3/8UNC 20X | 90.81 | 2812101800 | NIPPLE 316L D15X1/2 NPT M | 61.16
2813301780 | #N/A | 0 | #N/A | Nipple socket D22 1/2 ISO7R male |  |  | 2813301780 | #N/A | #N/A | #N/A | #N/A | 2812115400 | ASS. FLANGE 316L D15 ANSI COMP | 83.25 | 83.25 | 73.03 | 74.33 | 63.85 |  | 2812100900 | RED TEE 316L D15X1/2 NPT | 74.11 | 2812115400 | ASS. FLANGE 316L D15 ANSI COMP | 74.33 | 2812101822 | Nipple socket D22x1/2" | 47.35
2813301980 | #N/A | 0 | #N/A | Nipple socket D22 1/2 ISO228 female |  |  | 2813301980 | #N/A | #N/A | #N/A | #N/A | 2812200000 | PIPE 304L D28 | 226.55 | 226.55 | 98.15 | 305.07 | 62.51 |  | 2812100922 | Threaded tee D22x1/2"x22 | 84.1 | 2812200000 | PIPE 304L D28 | 305.07 | 2812102022 | Female nipple socket D22x1/2" | 66.99
2813302200 | #N/A | 0 | #N/A | Pipe clip D22 |  |  | 2813302200 | #N/A | #N/A | #N/A | #N/A | 2812200100 | PIPE 316L D28 x1 | 269.61 | 269.61 | 96.89 | 234.75 | 60.11 |  | 2812101800 | NIPPLE 316L D15X1/2 NPT M | 69.72 | 2812200100 | PIPE 316L D28 x1 | 234.75 | 2812102220 | PIPE CLIP 304 D15 M8 20X | 100.32
2813302800 | #N/A | 0 | #N/A | Disassembly pliers D22 |  |  | 2813302800 | #N/A | #N/A | #N/A | #N/A | 2812200200 | EQUAL SOCKET 316L D28 | 73.07 | 73.07 | 64.1 | 65.24 | 91.2 |  | 2812101822 | Nipple socket D22x1/2" | 53.98 | 2812200200 | EQUAL SOCKET 316L D28 | 65.24 | 2812103000 | TOOL JAW D15 | 186.19
2813305180 | #N/A | 0 | #N/A | Ball valve D22 |  |  | 2813305180 | #N/A | #N/A | #N/A | #N/A | 2812200302 | ELBOW 90 DEG 316L D28 - NEW - | 80.06 | 80.06 | 70.23 | 71.47 | 74.64 |  | 2812102022 | Female nipple socket D22x1/2" | 76.37 | 2812200302 | ELBOW 90 DEG 316L D28 - NEW - | 71.47 | 2812103022 | Jaw D22 | 198.06
2813310000 | #N/A | 0 | #N/A | PA Pipe D22 25m |  |  | 2813310000 | #N/A | #N/A | #N/A | #N/A | 2812200402 | ELBOW 45 DEG 316L D28 | 77.08 | 77.08 | 67.61 | 68.81 | 334.24 |  | 2812102220 | PIPE CLIP 304 D15 M8 20X | 114.36 | 2812200402 | ELBOW 45 DEG 316L D28 | 68.81 | 2812103200 | Slip coupling D15 | 26.4
2813310381 | #N/A | 0 | #N/A | 90 Deg. Elbow D22-3/4 ISO7R |  |  | 2813310381 | #N/A | #N/A | #N/A | #N/A | 2812200500 | EQUAL TEE 316L D28 | 101.69 | 101.69 | 89.2 | 90.78 | 257.21 |  | 2812103000 | TOOL JAW D15 | 212.26 | 2812200500 | EQUAL TEE 316L D28 | 90.78 | 2812103222 | Slip coupling D22 | 33.03
2813310780 | #N/A | 0 | #N/A | Reduction tee D22 D15 D22 |  |  | 2813310780 | #N/A | #N/A | #N/A | #N/A | 2812200600 | END CAP 316L D28 | 70.24 | 70.24 | 61.61 | 62.7 | 65.58 |  | 2812103022 | Jaw D22 | 225.79 | 2812200600 | END CAP 316L D28 | 62.7 | 2812103322 | Elbow 90deg MF D22 | 20.79
2813311300 | #N/A | 0 | #N/A | Threaded adapter D22-3/4 ISO7R |  |  | 2813311300 | #N/A | #N/A | #N/A | #N/A | 2812202220 | PIPE CLIP 304 D28 M8 20X | 124.37 | 124.37 | 109.1 | 111.03 | 71.53 |  | 2812103200 | Slip coupling D15 | 30.1 | 2812202220 | PIPE CLIP 304 D28 M8 20X | 111.03 | 2812103422 | Elbow 45deg MF D22 | 27.63
2813311780 | #N/A | 0 | #N/A | Nipple socket D22 3/4 ISO7R male |  |  | 2813311780 | #N/A | #N/A | #N/A | #N/A | 2812203000 | TOOL JAW D28 | 216.91 | 216.91 | 190.27 | 176.75 | 71.53 |  | 2812103222 | Slip coupling D22 | 37.65 | 2812203000 | TOOL JAW D28 | 176.75 | 2812104000 | WALLMOUNT 316L D15X1/2 ISO228 | 66.42
2813311980 | #N/A | 0 | #N/A | Nipple socket D22 3/4 ISO228 female |  |  | 2813311980 | #N/A | #N/A | #N/A | #N/A | 2812205100 | BALL VALVE 316L D28 | 283.97 | 283.97 | 249.1 | 253.51 | 68.76 |  | 2812103322 | Elbow 90deg MF D22 | 23.7 | 2812205100 | BALL VALVE 316L D28 | 253.51 | 2812104100 | WALLMOUNT 316L D15X1/2NPT | 70.64
2813316280 | #N/A | 0 | #N/A | Pipe end adapter D22-D15 |  |  | 2813316280 | #N/A | #N/A | #N/A | #N/A | 2812205500 | COMPENSATOR 316L D28 PN10 | 402.74 | 402.74 | 353.28 | 359.54 | 91.16 |  | 2812103422 | Elbow 45deg MF D22 | 31.5 | 2812205500 | COMPENSATOR 316L D28 PN10 | 359.54 | 2812105100 | BALL VALVE 316L D15 | 163.18
2813320000 | #N/A | 0 | #N/A | PA UV Pipe D22 5,7m |  |  | 2813320000 | #N/A | #N/A | #N/A | #N/A | 2812206520 | KIT SEAL D28 20PCS | 69.72 | 69.72 | 61.16 | 62.24 | 63.03 |  | 2812104000 | WALLMOUNT 316L D15X1/2 ISO228 | 75.72 | 2812206520 | KIT SEAL D28 20PCS | 62.24 | 2812105122 | Ball valve D22 | 190.61
2813320780 | #N/A | 0 | #N/A | Reduction tee D22 D18 D22 |  |  | 2813320780 | #N/A | #N/A | #N/A | #N/A | 2812206700 | SWAN NECK 316L D28 | 115.13 | 115.13 | 100.99 | 96.57 | 111.51 |  | 2812104100 | WALLMOUNT 316L D15X1/2NPT | 80.53 | 2812206700 | SWAN NECK 316L D28 | 96.57 | 2812105400 | ASS. FLANGE 316L D15 DIN PN16 | 68.64
2813326280 | #N/A | 0 | #N/A | Pipe end adapter D22-D18 |  |  | 2813326280 | #N/A | #N/A | #N/A | #N/A | 2812210700 | RED TEE 316L D28XD15 | 151.14 | 151.14 | 132.58 | 134.93 | 225.58 |  | 2812105100 | BALL VALVE 316L D15 | 186.03 | 2812210700 | RED TEE 316L D28XD15 | 134.93 | 2812105422 | Flange DIN D22 | 156.28
2813330000 | #N/A | 0 | #N/A | PA UV Pipe D22 25m |  |  | 2813330000 | #N/A | #N/A | #N/A | #N/A | 2812210900 | RED TEE 316L D28X3/4 NPT | 138.32 | 138.32 | 121.33 | 123.47 | 254.57 |  | 2812105122 | Ball valve D22 | 217.3 | 2812210900 | RED TEE 316L D28X3/4 NPT | 123.47 | 2812105500 | COMPENSATOR 316L D15 PN10 | 227.74
2813332200 | #N/A | 0 | #N/A | Pipe clamp D22 |  |  | 2813332200 | #N/A | #N/A | #N/A | #N/A | 2812211800 | NIPPLE 316L D28X3/4 NPT M | 130.17 | 130.17 | 114.18 | 116.2 | 361.02 | 40.26 | 2812105400 | ASS. FLANGE 316L D15 DIN PN16 | 78.25 | 2812211800 | NIPPLE 316L D28X3/4 NPT M | 116.2 | 2812105522 | Compensator D22 | 279.14
2813332800 | #N/A | 0 | #N/A | Disassembly clip D22 |  |  | 2813332800 | #N/A | #N/A | #N/A | #N/A | 2812212100 | REDUCER 316L MF D28XD15 | 21.91 | 21.91 | 19.22 | 19.56 | 62.48 | 48.4 | 2812105422 | Flange DIN D22 | 178.16 | 2812212100 | REDUCER 316L MF D28XD15 | 19.56 | 2812106520 | KIT SEAL D15 20PCS | 41.2
2813340000 | #N/A | 0 | #N/A | AL Pipe D22 5,7m |  |  | 2813340000 | #N/A | #N/A | #N/A | #N/A | 2812212220 | PIPE CLIP 304 D28 3/8UNC 20X | 323.28 | 323.28 | 188.66 | 241.02 | 96.96 |  | 2812105500 | COMPENSATOR 316L D15 PN10 | 259.62 | 2812212220 | PIPE CLIP 304 D28 3/8UNC 20X | 241.02 | 2812106700 | SWAN NECK 316L D15 | 95.07
2813400000 | #N/A | 0 | #N/A | PA Pipe D28 5,7m |  |  | 2813400000 | #N/A | #N/A | #N/A | #N/A | 2812215400 | ASS. FLANGE 316L D28 ANSI COMP | 160.03 | 160.03 | 140.38 | 142.87 | 135.49 |  | 2812105522 | Compensator D22 | 318.22 | 2812215400 | ASS. FLANGE 316L D28 ANSI COMP | 142.87 | 2812106722 | Swan neck D22 | 95.59
2813400280 | #N/A | 0 | #N/A | Equal socket D28 |  |  | 2813400280 | #N/A | #N/A | #N/A | #N/A | 2812221400 | ASS. UNION 316L D28X1 NPT F | 138.32 | 138.32 | 121.33 | 123.47 | 123.98 |  | 2812106520 | KIT SEAL D15 20PCS | 46.97 | 2812221400 | ASS. UNION 316L D28X1 NPT F | 123.47 | 2812110000 | Pipe 304 not annealed D15 | 102.27
2813400281 | #N/A | 0 | #N/A | Sliding equal socket D28 |  |  | 2813400281 | #N/A | #N/A | #N/A | #N/A | 2812221800 | NIPPLE 316L D28X1 NPT M | 130.17 | 130.17 | 114.18 | 116.2 | 116.67 |  | 2812106700 | SWAN NECK 316L D15 | 108.38 | 2812221800 | NIPPLE 316L D28X1 NPT M | 116.2 | 2812110022 | Pipe 304 not annealed D22 | 146.38
2813400380 | #N/A | 0 | #N/A | 90 Deg. Elbow D28 |  |  | 2813400380 | #N/A | #N/A | #N/A | #N/A | 2812222000 | NIPPLE 316L D28X1 NPT F | 125.13 | 125.13 | 109.76 | 111.7 | 19.63 |  | 2812106722 | Swan neck D22 | 108.97 | 2812222000 | NIPPLE 316L D28X1 NPT F | 111.7 | 2812110022 | Pipe 304 not annealed D22 | 146.38
2813400480 | #N/A | 0 | #N/A | 45 Deg. Elbow D28 |  |  | 2813400480 | #N/A | #N/A | #N/A | #N/A | 2812300000 | PIPE 304L D35 | 359.93 | 359.93 | 124.79 | 303.31 | 242.05 |  | 2812110000 | Pipe 304 not annealed D15 | 116.59 | 2812300000 | PIPE 304L D35 | 303.31 | 2812110731 | Reducting tee D22x15 | 57.27
2813400580 | #N/A | 0 | #N/A | Equal tee D28 |  |  | 2813400580 | #N/A | #N/A | #N/A | #N/A | 2812300200 | EQUAL SOCKET 316L D35 | 86.43 | 86.43 | 75.82 | 77.16 | 143.47 |  | 2812110022 | Pipe 304 not annealed D22 | 166.87 | 2812300200 | EQUAL SOCKET 316L D35 | 77.16 | 2812111400 | ASS. UNION 316L D15X1/2 NPT F | 62.49
2813400680 | #N/A | 0 | #N/A | End cap D28 |  |  | 2813400680 | #N/A | #N/A | #N/A | #N/A | 2812300300 | ELBOW 90 DEG 316L D35 | 94.46 | 94.46 | 82.86 | 84.33 | 123.98 |  | 2812110022 | Pipe 304 not annealed D22 | 166.87 | 2812300300 | ELBOW 90 DEG 316L D35 | 84.33 | 2812111800 | NIPPLE 316L D15X3/4 NPT M | 61.16
2813402200 | #N/A | 0 | #N/A | Pipe clip D28 |  |  | 2813402200 | #N/A | #N/A | #N/A | #N/A | 2812300400 | ELBOW 45 DEG 316L D35 | 90.8 | 90.8 | 79.65 | 81.06 | 116.67 |  | 2812110731 | Reducting tee D22x15 | 65.29 | 2812300400 | ELBOW 45 DEG 316L D35 | 81.06 | 2812112000 | NIPPLE 316L D15X3/4 NPT F | 58.81
2813402800 | #N/A | 0 | #N/A | Disassembly pliers D28 |  |  | 2813402800 | #N/A | #N/A | #N/A | #N/A | 2812300500 | EQUAL TEE 316L D35 | 127.08 | 127.08 | 111.47 | 113.45 | 112.15 |  | 2812111400 | ASS. UNION 316L D15X1/2 NPT F | 71.24 | 2812300500 | EQUAL TEE 316L D35 | 113.45 | 2812112022 | Female nipple socket D22x3/4" | 68.9
2813405180 | #N/A | 0 | #N/A | Ball valve D28 |  |  | 2813405180 | #N/A | #N/A | #N/A | #N/A | 2812300600 | END CAP 316L D35 | 83.09 | 83.09 | 72.89 | 74.17 | 332.35 |  | 2812111800 | NIPPLE 316L D15X3/4 NPT M | 69.72 | 2812300600 | END CAP 316L D35 | 74.17 | 2812112220 | PIPE CLIP 304 D15 3/8UNC 20X | 188.66
2813410000 | #N/A | 0 | #N/A | PA Pipe D28 25m |  |  | 2813410000 | #N/A | #N/A | #N/A | #N/A | 2812302220 | PIPE CLIP 304 D35 M8 20X | 151.69 | 151.69 | 133.06 | 135.41 | 77.47 | 123 | 2812112000 | NIPPLE 316L D15X3/4 NPT F | 67.04 | 2812302220 | PIPE CLIP 304 D35 M8 20X | 135.41 | 2812112223 | PIPE CLIP 304 D22 3/8" 20X D22 | 216.96
2813420381 | #N/A | 0 | #N/A | 90 Deg. Elbow D28-1 ISO7R |  |  | 2813420381 | #N/A | #N/A | #N/A | #N/A | 2812303800 | TOOL JAW D35 | #N/A | #N/A | #N/A | 191.94 | 84.67 |  | 2812112022 | Female nipple socket D22x3/4" | 78.55 | 2812303800 | TOOL JAW D35 | 191.94 | 2812115400 | ASS. FLANGE 316L D15 | 73.03
2813420780 | #N/A | 0 | #N/A | Reduction tee D28 D18 D28 |  |  | 2813420780 | #N/A | #N/A | #N/A | #N/A | 2812303000 | BALL VALVE 316L D35 | 218.7 | 218.7 | 191.84 | 371.06 | 81.39 |  | 2812112220 | PIPE CLIP 304 D15 3/8UNC 20X | 215.22 | 2812303000 | BALL VALVE 316L D35 | 371.06 | 2812115422 | Flange ANSI D22 | 119.54
2813421300 | #N/A | 0 | #N/A | Threaded adapter D28-1 ISO7R |  |  | 2813421300 | #N/A | #N/A | #N/A | #N/A | 2812305100 | BALL VALVE 316L D35 | 415.66 | 415.66 | 364.61 | 372.6 | 113.92 |  | 2812112223 | PIPE CLIP 304 D22 3/8" 20X D22 | 280.88 | 2812305100 | BALL VALVE 316L D35 | 372.6 | 2812121822 | Nipple socket D22x1" | 73.59
2813421780 | #N/A | 0 | #N/A | Nipple socket D28 1 ISO7R male |  |  | 2813421780 | #N/A | #N/A | #N/A | #N/A | 2812305500 | COMPENSATOR 316L D35 PN10 | 496.62 | 496.62 | 435.63 | 443.34 | 74.47 |  | 2812115400 | ASS. FLANGE 316L D15 | 83.25 | 2812305500 | COMPENSATOR 316L D35 PN10 | 443.34 | 2812200000 | PIPE 304L D28 | 98.15
2813421980 | #N/A | 0 | #N/A | Nipple socket D28 1 ISO228 female |  |  | 2813421980 | #N/A | #N/A | #N/A | #N/A | 2812306520 | KIT SEAL D35 20PCS | 98.47 | 98.47 | 86.38 | 87.91 | 135.99 |  | 2812115422 | Flange ANSI D22 | 136.28 | 2812306520 | KIT SEAL D35 20PCS | 87.91 | 2812200100 | PIPE 316L D28 | 96.89
2813426280 | #N/A | 0 | #N/A | Pipe end adapter D28-D18 |  |  | 2813426280 | #N/A | #N/A | #N/A | #N/A | 2812310900 | RED TEE 316L D35X3/4 NPT | 166.18 | 166.18 | 145.77 | 148.35 | 250.35 |  | 2812121822 | Nipple socket D22x1" | 83.89 | 2812310900 | RED TEE 316L D35X3/4 NPT | 148.35 | 2812200200 | EQUAL SOCKET 316L D28 | 64.1
2813430780 | #N/A | 0 | #N/A | Reduction tee D28 D22 D28 |  |  | 2813430780 | #N/A | #N/A | #N/A | #N/A | 2812312220 | PIPE CLIP 304 D35 3/8UNC 20X | 348.39 | 348.39 | 194.55 | 252.22 | 372.6 |  | 2812200000 | PIPE 304L D28 | 226.55 | 2812312220 | PIPE CLIP 304 D35 3/8UNC 20X | 252.22 | 2812200302 | ELBOW 90 deg 316L D28 | 70.23
2813430781 | #N/A | 0 | #N/A | Reduction tee D28 D22 D22 |  |  | 2813430781 | #N/A | #N/A | #N/A | #N/A | 2812315400 | ASS. FLANGE 316L D35 ANSI COMP | 230.53 | 230.53 | 202.22 | 205.8 | 445.2 |  | 2812200100 | PIPE 316L D28 | 269.61 | 2812315400 | ASS. FLANGE 316L D35 ANSI COMP | 205.8 | 2812200402 | ELBOW 45 deg 316L D28 | 67.61
2813436280 | #N/A | 0 | #N/A | Pipe end adapter D28-D22 |  |  | 2813436280 | #N/A | #N/A | #N/A | #N/A | 2812320700 | RED TEE 316L D35XD28 | 188.89 | 188.89 | 165.69 | 168.62 | 88.29 |  | 2812200200 | EQUAL SOCKET 316L D28 | 73.07 | 2812320700 | RED TEE 316L D35XD28 | 168.62 | 2812200500 | EQUAL TEE 316L D28 | 89.2
2813440000 | #N/A | 0 | #N/A | AL Pipe D28 5,7m |  |  | 2813440000 | #N/A | #N/A | #N/A | #N/A | 2812321800 | NIPPLE 316L D35X1 NPT M | 162.69 | 162.69 | 142.71 | 145.23 | 148.97 |  | 2812200302 | ELBOW 90 deg 316L D28 | 80.06 | 2812321800 | NIPPLE 316L D35X1 NPT M | 145.23 | 2812200600 | END CAP 316L D28 | 61.61
2813442200 | #N/A | 0 | #N/A | Pipe clamp D28 |  |  | 2813442200 | #N/A | #N/A | #N/A | #N/A | 2812322100 | REDUCER 316L MF D35XD28 | 32.42 | 32.42 | 28.44 | 28.95 | 253.31 |  | 2812200402 | ELBOW 45 deg 316L D28 | 77.08 | 2812322100 | REDUCER 316L MF D35XD28 | 28.95 | 2812200900 | Threaded tee D28x1/2"x28 | 72.25
2813442800 | #N/A | 0 | #N/A | Disassembly clip D28 |  |  | 2813442800 | #N/A | #N/A | #N/A | #N/A | 2812331400 | ASS.UNION 316L D35X1 1/4 NPT F | 166.18 | 166.18 | 145.77 | 148.35 | 206.64 |  | 2812200500 | EQUAL TEE 316L D28 | 101.69 | 2812331400 | ASS.UNION 316L D35X1 1/4 NPT F | 148.35 | 2812202220 | PIPE CLIP 304 D28 M8 20X | 109.1
2813910000 | 4.53 | 0 | 3.85 | C PN-S-E-1/4"m |  |  | 2813910000 | 4.53 | 3.85 | 3.85 | 3.8505 | 2812331800 | NIPPLE 316L D35X1 1/4 NPT M | 156.4 | 156.4 | 137.19 | 139.62 | 169.33 |  | 2812200600 | END CAP 316L D28 | 70.24 | 2812331800 | NIPPLE 316L D35X1 1/4 NPT M | 139.62 | 2812203000 | TOOL JAW D28 | 190.27
2813910001 | 5.35 | 0 | 4.55 | C PN-S-E-3/8"m |  |  | 2813910001 | 5.35 | 4.55 | 4.55 | 4.5475 | 2812332000 | NIPPLE 316L D35X1 1/4 NPT F | 156.4 | 156.4 | 137.19 | 139.62 | 145.83 |  | 2812200900 | Threaded tee D28x1/2"x28 | 82.37 | 2812332000 | NIPPLE 316L D35X1 1/4 NPT F | 139.62 | 2812203200 | Slip coupling D28 | 37.17
2813910002 | 10.34 | 0 | 8.79 | C PN-S-E-1/2"m |  |  | 2813910002 | 10.34 | 8.79 | 8.79 | 8.789 | 2812400000 | PIPE 304L D42 | 391.14 | 391.14 | 117.92 | 264.93 | 29.07 |  | 2812202220 | PIPE CLIP 304 D28 M8 20X | 124.37 | 2812400000 | PIPE 304L D42 | 264.93 | 2812205100 | BALL VALVE 316L D28 | 249.1
2813910003 | 5.59 | 0 | 4.75 | C PN-S-E-1/4"f |  |  | 2813910003 | 5.59 | 4.75 | 4.75 | 4.7515 | 2812400100 | PIPE 316L D42 | 512.83 | 512.83 | 185.94 | 304.28 | 148.97 | 114.28 | 2812203000 | TOOL JAW D28 | 216.91 | 2812400100 | PIPE 316L D42 | 304.28 | 2812205500 | COMPENSATOR 316L D28 PN10 | 353.28
2813910004 | 10.92 | 0 | 9.28 | C PN-S-E-3/8"f |  |  | 2813910004 | 10.92 | 9.28 | 9.28 | 9.282 | 2812400200 | EQUAL SOCKET 316L D42 | 103.74 | 103.74 | 91 | 92.61 | 140.2 |  | 2812203200 | Slip coupling D28 | 42.37 | 2812400200 | EQUAL SOCKET 316L D42 | 92.61 | 2812206520 | KIT SEAL D28 20PCS | 61.16
2813910005 | 18.55 | 0 | 15.77 | C PN-S-E-1/2"f |  |  | 2813910005 | 18.55 | 15.77 | 15.77 | 15.7675 | 2812400300 | ELBOW 90 DEG 316L D42 | 113.37 | 113.37 | 99.45 | 101.21 | 140.2 |  | 2812205100 | BALL VALVE 316L D28 | 283.97 | 2812400300 | ELBOW 90 DEG 316L D42 | 101.21 | 2812206700 | SWAN NECK 316L D28 | 100.99
2813910006 | 8.54 | 0 | 7.26 | C PN-S-E-6mm |  |  | 2813910006 | 8.54 | 7.26 | 7.26 | 7.259 | 2812400400 | ELBOW 45 DEG 316L D42 | 108.98 | 108.98 | 95.6 | 97.29 | 266.34 |  | 2812205500 | COMPENSATOR 316L D28 PN10 | 402.74 | 2812400400 | ELBOW 45 DEG 316L D42 | 97.29 | 2812210000 | Pipe 304 not annealed D28 | 172.25
2813910007 | 5.8 | 0 | 4.93 | C PN-S-E-9mm |  |  | 2813910007 | 5.8 | 4.93 | 4.93 | 4.93 | 2812400500 | EQUAL TEE 316L D42 | 152.5 | 152.5 | 133.77 | 136.14 | 305.89 |  | 2812206520 | KIT SEAL D28 20PCS | 69.72 | 2812400500 | EQUAL TEE 316L D42 | 136.14 | 2812210700 | RED TEE 316L D28XD15 | 132.58
2813910008 | 3.81 | 0 | 3.24 | C PN-S-E-13mm |  |  | 2813910008 | 3.81 | 3.24 | 3.24 | 3.2385 | 2812400600 | END CAP 316L D42 | 103.74 | 103.74 | 91 | 92.61 | 92.99 |  | 2812206700 | SWAN NECK 316L D28 | 115.13 | 2812400600 | END CAP 316L D42 | 92.61 | 2812210722 | Reducting tee D28x22 | 74.32
2813910009 | 41.26 | 0 | 35.07 | C QRC-S-E-1/4"m |  |  | 2813910009 | 41.26 | 35.07 | 35.07 | 35.071 | 2812402220 | PIPE CLIP 304 D42 M8 20X | 99.72 | 99.72 | 87.47 | 89.02 | 101.63 |  | 2812210000 | Pipe 304 not annealed D28 | 196.37 | 2812402220 | PIPE CLIP 304 D42 M8 20X | 89.02 | 2812210900 | RED TEE 316L D28X3/4 NPT | 121.33
2813910010 | 41.26 | 0 | 35.07 | C QRC-S-E-3/8"m |  |  | 2813910010 | 41.26 | 35.07 | 35.07 | 35.071 | 2812403000 | TOOL COLLAR D42 | 1052.73 | 1052.73 | 923.45 | 769.41 | 97.69 |  | 2812210700 | RED TEE 316L D28XD15 | 151.14 | 2812403000 | TOOL COLLAR D42 | 769.41 | 2812211800 | NIPPLE 316L D28X3/4 NPT M | 114.18
2813910011 | 50.21 | 0 | 42.68 | C QRC-S-E-1/2"m |  |  | 2813910011 | 50.21 | 42.68 | 42.68 | 42.6785 | 2812405100 | BALL VALVE 316L D42 | 550.05 | 550.05 | 482.5 | 491.04 | 136.7 |  | 2812210722 | Reducting tee D28x22 | 84.72 | 2812405100 | BALL VALVE 316L D42 | 491.04 | 2812212100 | REDUCER 316L MF D28XD15 | 19.22
2813910012 | 41.25 | 0 | 35.06 | C QRC-S-E-1/4"f |  |  | 2813910012 | 41.25 | 35.06 | 35.06 | 35.0625 | 2812405500 | COMPENSATOR 316L D42 PN10 | 591.71 | 591.71 | 519.04 | 528.23 | 92.99 |  | 2812210900 | RED TEE 316L D28X3/4 NPT | 138.32 | 2812405500 | COMPENSATOR 316L D42 PN10 | 528.23 | 2812212122 | Reducer D28x22 | 24.1
2813910013 | 41.25 | 0 | 35.06 | C QRC-S-E-3/8"f |  |  | 2813910013 | 41.25 | 35.06 | 35.06 | 35.0625 | 2812406520 | KIT SEAL D42 20PCS | 141.53 | 141.53 | 124.15 | 126.35 | 89.39 |  | 2812211800 | NIPPLE 316L D28X3/4 NPT M | 130.17 | 2812406520 | KIT SEAL D42 20PCS | 126.35 | 2812212220 | PIPE CLIP 304 D28 3/8UNC 20X | 188.66
2813910014 | 41.26 | 0 | 35.07 | C QRC-S-E-1/2"f |  |  | 2813910014 | 41.26 | 35.07 | 35.07 | 35.071 | 2812410900 | RED TEE 316L D42X3/4 NPT | 207.38 | 207.38 | 181.91 | 185.13 | 1159.68 |  | 2812212100 | REDUCER 316L MF D28XD15 | 21.91 | 2812410900 | RED TEE 316L D42X3/4 NPT | 185.13 | 2812215400 | ASS. FLANGE 316L D28 | 140.38
2813910015 | 41.26 | 0 | 35.07 | C QRC-S-E-6mm |  |  | 2813910015 | 41.26 | 35.07 | 35.07 | 35.071 | 2812412220 | PIPE CLIP 304 D42 3/8UNC 20X | 373.59 | 373.59 | 194.55 | 263.73 | 493.11 |  | 2812212122 | Reducer D28x22 | 27.47 | 2812412220 | PIPE CLIP 304 D42 3/8UNC 20X | 263.73 | 2812221400 | ASS. UNION 316L D28X1 NPT F | 121.33
2813910016 | 41.26 | 0 | 35.07 | C QRC-S-E-9mm |  |  | 2813910016 | 41.26 | 35.07 | 35.07 | 35.071 | 2812415400 | ASS. FLANGE 316L D42 ANSI COMP | 296.29 | 296.29 | 259.9 | 264.5 | 530.41 | 40.92 | 2812212220 | PIPE CLIP 304 D28 3/8UNC 20X | 323.28 | 2812415400 | ASS. FLANGE 316L D42 ANSI COMP | 264.5 | 2812221800 | NIPPLE 316L D28X1 NPT M | 114.18
2813910017 | 41.26 | 0 | 35.07 | C QRC-S-E-13mm |  |  | 2813910017 | 41.26 | 35.07 | 35.07 | 35.071 | 2812430700 | RED TEE 316L D42XD35 | 217.9 | 217.9 | 191.14 | 194.52 | 126.88 | 61.13 | 2812215400 | ASS. FLANGE 316L D28 | 160.03 | 2812430700 | RED TEE 316L D42XD35 | 194.52 | 2812222000 | NIPPLE 316L D28X1 NPT F | 109.76
2813910018 | 63.26 | 0 | 53.77 | C QRC-SF-E-1/4"m |  |  | 2813910018 | 63.26 | 53.77 | 53.77 | 53.771 | 2812431800 | NIPPLE 316L D42X1 1/4 NPT M | 187.68 | 187.68 | 164.63 | 167.54 | 185.89 |  | 2812221400 | ASS. UNION 316L D28X1 NPT F | 138.32 | 2812431800 | NIPPLE 316L D42X1 1/4 NPT M | 167.54 | 2812300000 | PIPE 304L D35 | 124.79
2813910019 | 63.26 | 0 | 53.77 | C QRC-SF-E-3/8"m |  |  | 2813910019 | 63.26 | 53.77 | 53.77 | 53.771 | 2812432100 | REDUCER 316L MF D42XD35 | 36.55 | 36.55 | 32.06 | 32.62 | 264.87 |  | 2812221800 | NIPPLE 316L D28X1 NPT M | 130.17 | 2812432100 | REDUCER 316L MF D42XD35 | 32.62 | 2812300200 | EQUAL SOCKET 316L D35 | 75.82
2813910020 | 76.97 | 0 | 65.42 | C QRC-SF-E-1/2"m |  |  | 2813910020 | 76.97 | 65.42 | 65.42 | 65.4245 | 2812441400 | ASS.UNION 316L D42X1 1/2 NPT F | 199.39 | 199.39 | 174.9 | 178 | 265.6 |  | 2812222000 | NIPPLE 316L D28X1 NPT F | 125.13 | 2812441400 | ASS.UNION 316L D42X1 1/2 NPT F | 178 | 2812300300 | ELBOW 90 DEG 316L D35 | 82.86
2813910021 | 63.26 | 0 | 53.77 | C QRC-SF-E-1/4"f |  |  | 2813910021 | 63.26 | 53.77 | 53.77 | 53.771 | 2812441800 | NIPPLE 316L D42X1 1/2 NPT M | 195.2 | 195.2 | 171.23 | 174.26 | 195.32 |  | 2812300000 | PIPE 304L D35 | 359.93 | 2812441800 | NIPPLE 316L D42X1 1/2 NPT M | 174.26 | 2812300400 | ELBOW 45 DEG 316L D35 | 79.65
2813910022 | 63.29 | 0 | 53.8 | C QRC-SF-E-3/8"f |  |  | 2813910022 | 63.29 | 53.8 | 53.8 | 53.7965 | 2812442000 | NIPPLE 316L D42X1 1/2 NPT F | 195.2 | 195.2 | 171.23 | 174.26 | 168.23 |  | 2812300200 | EQUAL SOCKET 316L D35 | 86.43 | 2812442000 | NIPPLE 316L D42X1 1/2 NPT F | 174.26 | 2812300500 | EQUAL TEE 316L D35 | 111.47
2813910023 | 63.26 | 0 | 53.77 | C QRC-SF-E-1/2"f |  |  | 2813910023 | 63.26 | 53.77 | 53.77 | 53.771 | 2812453000 | TOOL ADAPTER D42-D54 | 273.37 | 273.37 | 239.8 | 201.25 | 32.74 |  | 2812300300 | ELBOW 90 DEG 316L D35 | 94.46 | 2812453000 | TOOL ADAPTER D42-D54 | 201.25 | 2812300600 | END CAP 316L D35 | 72.89
2813910024 | 63.29 | 0 | 53.8 | C QRC-SF-E-6mm |  |  | 2813910024 | 63.29 | 53.8 | 53.8 | 53.7965 | 2812500000 | PIPE 304L D54 | 371.23 | 371.23 | 147.39 | 340.62 | 178.73 |  | 2812300400 | ELBOW 45 DEG 316L D35 | 90.8 | 2812500000 | PIPE 304L D54 | 340.62 | 2812302220 | PIPE CLIP 304 D35 M8 20X | 133.06
2813910025 | 63.26 | 0 | 53.77 | C QRC-SF-E-9mm |  |  | 2813910025 | 63.26 | 53.77 | 53.77 | 53.771 | 2812500200 | EQUAL SOCKET 316L D54 | 131.78 | 131.78 | 115.6 | 117.64 | 174.98 |  | 2812300500 | EQUAL TEE 316L D35 | 127.08 | 2812500200 | EQUAL SOCKET 316L D54 | 117.64 | 2812303000 | TOOL JAW D35 | 191.84
2813910026 | 63.26 | 0 | 53.77 | C QRC-SF-E-13mm |  |  | 2813910026 | 63.26 | 53.77 | 53.77 | 53.771 | 2812500300 | ELBOW 90 DEG 316L D54 | 143.99 | 143.99 | 126.31 | 128.55 | 174.98 | 251.25 | 2812300600 | END CAP 316L D35 | 83.09 | 2812500300 | ELBOW 90 DEG 316L D54 | 128.55 | 2812303800 | #N/A | #N/A
2813910027 | 8.21 | 0 | 6.98 | C QRC-E-1/4"m |  |  | 2813910027 | 8.21 | 6.98 | 6.98 | 6.9785 | 2812500400 | ELBOW 45 DEG 316L D54 | 143.99 | 143.99 | 126.31 | 128.55 | 237.62 |  | 2812302220 | PIPE CLIP 304 D35 M8 20X | 151.69 | 2812500400 | ELBOW 45 DEG 316L D54 | 128.55 | 2812305100 | BALL VALVE 316L D35 | 364.61
2813910028 | 8.21 | 0 | 6.98 | C QRC-E-3/8"m |  |  | 2813910028 | 8.21 | 6.98 | 6.98 | 6.9785 | 2812500500 | EQUAL TEE 316L D54 | 196.07 | 196.07 | 171.99 | 175.03 | 342.44 |  | 2812303000 | TOOL JAW D35 | 218.7 | 2812500500 | EQUAL TEE 316L D54 | 175.03 | 2812305500 | COMPENSATOR 316L D35 PN10 | 435.63
2813910029 | 8.39 | 0 | 7.13 | C QRC-E-1/2"m |  |  | 2813910029 | 8.39 | 7.13 | 7.13 | 7.1315 | 2812500600 | END CAP 316L D54 | 131.78 | 131.78 | 115.6 | 117.64 | 118.13 |  | 2812303800 | #N/A | #N/A | 2812500600 | END CAP 316L D54 | 117.64 | 2812306520 | KIT SEAL D35 20PCS | 86.38
2813910030 | 8.21 | 0 | 6.98 | C QRC-E-1/4"f |  |  | 2813910030 | 8.21 | 6.98 | 6.98 | 6.9785 | 2812502220 | PIPE CLIP 304 D54 M8 20X | 197.72 | 197.72 | 173.44 | 176.51 | 129.09 |  | 2812305100 | BALL VALVE 316L D35 | 415.66 | 2812502220 | PIPE CLIP 304 D54 M8 20X | 176.51 | 2812310000 | Pipe 304 not annealed D35 | 209.22
2813910031 | 8.46 | 0 | 7.19 | C QRC-E-3/8"f |  |  | 2813910031 | 8.46 | 7.19 | 7.19 | 7.191 | 2812503000 | TOOL COLLAR D54 | 1075.86 | 1075.86 | 943.74 | 784.29 | 129.09 |  | 2812305500 | COMPENSATOR 316L D35 PN10 | 496.62 | 2812503000 | TOOL COLLAR D54 | 784.29 | 2812310722 | Reducting tee D35x22 | 85.53
2813910032 | 8.69 | 0 | 7.39 | C QRC-E-1/2"f |  |  | 2813910032 | 8.69 | 7.39 | 7.39 | 7.3865 | 2812505100 | BALL VALVE 316L D54 | 763.26 | 763.26 | 669.53 | 681.38 | 175.77 |  | 2812306520 | KIT SEAL D35 20PCS | 98.47 | 2812505100 | BALL VALVE 316L D54 | 681.38 | 2812310900 | RED TEE 316L D35X3/4 NPT | 145.77
2813910033 | 8.82 | 0 | 7.5 | C QRC-E-6mm |  |  | 2813910033 | 8.82 | 7.5 | 7.5 | 7.497 | 2812505500 | COMPENSATOR 316L D54 PN10 | 729.94 | 729.94 | 640.3 | 651.64 | 118.13 |  | 2812310000 | Pipe 304 not annealed D35 | 238.51 | 2812505500 | COMPENSATOR 316L D54 PN10 | 651.64 | 2812312122 | Reducer D35x22 | 25.71
2813910034 | 8.8 | 0 | 7.48 | C QRC-E-9mm |  |  | 2813910034 | 8.8 | 7.48 | 7.48 | 7.48 | 2812506520 | KIT SEAL D54 20PCS | 170.27 | 170.27 | 149.36 | 152.01 | 177.24 |  | 2812310722 | Reducting tee D35x22 | 97.5 | 2812506520 | KIT SEAL D54 20PCS | 152.01 | 2812312220 | PIPE CLIP 304 D35 3/8UNC 20X | 194.55
2813910035 | 9.91 | 0 | 8.42 | C QRC-E-13mm |  |  | 2813910035 | 9.91 | 8.42 | 8.42 | 8.4235 | 2812510900 | RED TEE 316L D54X3/4 NPT | 266.66 | 266.66 | 233.91 | 238.05 | 1339.74 |  | 2812310900 | RED TEE 316L D35X3/4 NPT | 166.18 | 2812510900 | RED TEE 316L D54X3/4 NPT | 238.05 | 2812315400 | ASS. FLANGE 316L D35 | 202.22
2813910036 | 31.1 | 0 | 26.44 | C 2QRC-E-1/4"f |  |  | 2813910036 | 31.1 | 26.44 | 26.44 | 26.435 | 2812512220 | PIPE CLIP 304 D54 3/8UNC 20X | 402.77 | 402.77 | 486.39 | 284.52 | 684.24 |  | 2812312122 | Reducer D35x22 | 29.31 | 2812512220 | PIPE CLIP 304 D54 3/8UNC 20X | 284.52 | 2812320700 | RED TEE 316L D35XD28 | 165.69
2813910037 | 43.39 | 0 | 36.88 | C 3QRC-E-1/4"f |  |  | 2813910037 | 43.39 | 36.88 | 36.88 | 36.8815 | 2812515400 | ASS. FLANGE 316L D54 ANSI COMP | 377.9 | 377.9 | 331.49 | 337.35 | 654.37 |  | 2812312220 | PIPE CLIP 304 D35 3/8UNC 20X | 348.39 | 2812515400 | ASS. FLANGE 316L D54 ANSI COMP | 337.35 | 2812321800 | NIPPLE 316L D35X1 NPT M | 142.71
2813910038 | 1.64 | 0 | 1.39 | C PN-E-6mm |  |  | 2813910038 | 1.64 | 1.39 | 1.39 | 1.394 | 2812540700 | RED TEE 316L D54XD42 | 291.41 | 291.41 | 255.62 | 260.14 | 152.63 |  | 2812315400 | ASS. FLANGE 316L D35 | 230.53 | 2812540700 | RED TEE 316L D54XD42 | 260.14 | 2812322100 | REDUCER 316L MF D35XD28 | 28.44
2813910039 | 1.64 | 0 | 1.39 | C PN-E-9mm |  |  | 2813910039 | 1.64 | 1.39 | 1.39 | 1.394 | 2812541800 | NIPPLE 316L D54X1 1/2 NPT M | 260.38 | 260.38 | 228.4 | 232.44 | 239.03 |  | 2812320700 | RED TEE 316L D35XD28 | 188.89 | 2812541800 | NIPPLE 316L D54X1 1/2 NPT M | 232.44 | 2812331400 | ASS.UNION 316L D35X1 1/4 NPT F | 145.77
2813910040 | 2.42 | 0 | 2.06 | C PN-E-13mm |  |  | 2813910040 | 2.42 | 2.06 | 2.06 | 2.057 | 2812542100 | REDUCER 316L MF D54XD42 | 39.97 | 39.97 | 35.06 | 35.68 | 285.77 |  | 2812321800 | NIPPLE 316L D35X1 NPT M | 162.69 | 2812542100 | REDUCER 316L MF D54XD42 | 35.68 | 2812331800 | NIPPLE 316L D35X1 1/4 NPT M | 137.19
2813910041 | 2.55 | 0 | 2.17 | C PN-E-1/4"m |  |  | 2813910041 | 2.55 | 2.17 | 2.17 | 2.1675 | 2812551400 | ASS. UNION 316L D54X2 NPT F | 256.35 | 256.35 | 224.87 | 228.85 | 338.76 |  | 2812322100 | REDUCER 316L MF D35XD28 | 32.42 | 2812551400 | ASS. UNION 316L D54X2 NPT F | 228.85 | 2812332000 | NIPPLE 316L D35X1 1/4 NPT F | 137.19
2813910042 | 2.95 | 0 | 2.51 | C PN-E-3/8"m |  |  | 2813910042 | 2.95 | 2.51 | 2.51 | 2.5075 | 2812551800 | NIPPLE 316L D54X2 NPT M | 260.38 | 260.38 | 228.4 | 232.44 | 261.22 |  | 2812331400 | ASS.UNION 316L D35X1 1/4 NPT F | 166.18 | 2812551800 | NIPPLE 316L D54X2 NPT M | 232.44 | 2812400000 | PIPE 304L D42 | 117.92
2813910043 | 4.69 | 0 | 3.99 | C PN-E-1/2"m |  |  | 2813910043 | 4.69 | 3.99 | 3.99 | 3.9865 | 2812552000 | NIPPLE 316L D54X2 NPT F | 260.38 | 260.38 | 228.4 | 232.44 | 233.4 |  | 2812331800 | NIPPLE 316L D35X1 1/4 NPT M | 156.4 | 2812552000 | NIPPLE 316L D54X2 NPT F | 232.44 | 2812400100 | PIPE 316L D42 | 185.94
2813910044 | 2.87 | 0 | 2.44 | C PN-E-1/4"f |  |  | 2813910044 | 2.87 | 2.44 | 2.44 | 2.4395 | 2812600000 | PIPE 304L D76 x1 | 651.14 | 651.14 | 263.26 | 669.79 | 35.82 |  | 2812332000 | NIPPLE 316L D35X1 1/4 NPT F | 156.4 | 2812600000 | PIPE 304L D76 x1 | 669.79 | 2812400200 | EQUAL SOCKET 316L D42 | 91
2813910045 | 3.65 | 0 | 3.1 | C PN-E-3/8"f |  |  | 2813910045 | 3.65 | 3.1 | 3.1 | 3.1025 | 2812600200 | EQUAL SOCKET 316L D76 | 218.69 | 218.69 | 191.83 | 195.22 | 229.8 |  | 2812400000 | PIPE 304L D42 | 391.14 | 2812600200 | EQUAL SOCKET 316L D76 | 195.22 | 2812400300 | ELBOW 90 DEG 316L D42 | 99.45
2813910046 | 4.64 | 0 | 3.94 | C PN-E-1/2"f |  |  | 2813910046 | 4.64 | 3.94 | 3.94 | 3.944 | 2812600300 | ELBOW 90 DEG 316L D76 | 238.99 | 238.99 | 209.64 | 213.35 | 233.4 | 96.93 | 2812400100 | PIPE 316L D42 | 512.83 | 2812600300 | ELBOW 90 DEG 316L D76 | 213.35 | 2812400400 | ELBOW 45 DEG 316L D42 | 95.6
2813910047 | 0.48 | 0 | 0.41 | C HC-U-11-13mm |  |  | 2813910047 | 0.48 | 0.41 | 0.41 | 0.408 | 2812600400 | ELBOW 45 DEG 316L D76 | 239 | 239 | 209.65 | 213.36 | 233.4 |  | 2812400200 | EQUAL SOCKET 316L D42 | 103.74 | 2812600400 | ELBOW 45 DEG 316L D76 | 213.36 | 2812400500 | EQUAL TEE 316L D42 | 133.77
2813910048 | 0.51 | 0 | 0.43 | C HC-U-13-15mm |  |  | 2813910048 | 0.51 | 0.43 | 0.43 | 0.4335 | 2812600500 | EQUAL TEE 316L D76 | 509.32 | 509.32 | 446.77 | 454.67 | 733.94 |  | 2812400300 | ELBOW 90 DEG 316L D42 | 113.37 | 2812600500 | EQUAL TEE 316L D76 | 454.67 | 2812400600 | END CAP 316L D42 | 91
2813910049 | 0.58 | 0 | 0.49 | C HC-U-15-18mm |  |  | 2813910049 | 0.58 | 0.49 | 0.49 | 0.493 | 2812600600 | END CAP 316L D76 | 218.69 | 218.69 | 191.83 | 195.22 | 196.04 |  | 2812400400 | ELBOW 45 DEG 316L D42 | 108.98 | 2812600600 | END CAP 316L D76 | 195.22 | 2812402220 | PIPE CLIP 304 D42 M8 20X | 87.47
2813910050 | 1.06 | 0 | 0.9 | C SC-U-10-16mm |  |  | 2813910050 | 1.06 | 0.9 | 0.9 | 0.901 | 2812602220 | PIPE CLIP 304 D76 M10 20X | 347.19 | 347.19 | 304.55 | 309.94 | 214.24 |  | 2812400500 | EQUAL TEE 316L D42 | 152.5 | 2812602220 | PIPE CLIP 304 D76 M10 20X | 309.94 | 2812403000 | TOOL COLLAR D42 | 923.45
2813910051 | 1.07 | 0 | 0.91 | C SC-U-12-20mm |  |  | 2813910051 | 1.07 | 0.91 | 0.91 | 0.9095 | 2812603000 | TOOL COLLAR D76 | 1893.35 | 1893.35 | 1660.83 | 1512.63 | 214.25 |  | 2812400600 | END CAP 316L D42 | 103.74 | 2812603000 | TOOL COLLAR D76 | 1512.63 | 2812405100 | BALL VALVE 316L D42 | 482.5
2813910052 | 1.11 | 0 | 0.94 | C SC-U-16-25mm |  |  | 2813910052 | 1.11 | 0.94 | 0.94 | 0.9435 | 2812605100 | BALL VALVE 316L D76 | 1422.09 | 1422.09 | 1247.45 | 1269.53 | 456.58 |  | 2812402220 | PIPE CLIP 304 D42 M8 20X | 99.72 | 2812605100 | BALL VALVE 316L D76 | 1269.53 | 2812405500 | COMPENSATOR 316L D42 PN10 | 519.04
2813910053 | 1.17 | 0 | 0.99 | C SC-U-20-32mm |  |  | 2813910053 | 1.17 | 0.99 | 0.99 | 0.9945 | 2812606510 | KIT SEAL D76 10PCS | 326.12 | 326.12 | 286.07 | 291.13 | 196.04 |  | 2812403000 | TOOL COLLAR D42 | 1052.73 | 2812606510 | KIT SEAL D76 10PCS | 291.13 | 2812406520 | KIT SEAL D42 20PCS | 124.15
2813910054 | 2.52 | 0 | 2.14 | C HN-U-1/4"m x 6mm |  |  | 2813910054 | 2.52 | 2.14 | 2.14 | 2.142 | 2812610900 | RED TEE 316L D76X3/4 NPT | 425.04 | 425.04 | 372.84 | 379.44 | 311.25 |  | 2812405100 | BALL VALVE 316L D42 | 550.05 | 2812610900 | RED TEE 316L D76X3/4 NPT | 379.44 | 2812410000 | Pipe 304 not annealed D42 | 267.38
2813910055 | 4.43 | 0 | 3.77 | C HN-U-1/4"m x 9mm |  |  | 2813910055 | 4.43 | 3.77 | 3.77 | 3.7655 | 2812612220 | PIPE CLIP 304 D76 3/8UNC 20X | 430.87 | 430.87 | 583.67 | 374.67 | 1685.99 |  | 2812405500 | COMPENSATOR 316L D42 PN10 | 591.71 | 2812612220 | PIPE CLIP 304 D76 3/8UNC 20X | 374.67 | 2812410900 | RED TEE 316L D42X3/4 NPT | 181.91
2813910056 | 2.8 | 0 | 2.38 | C HN-U-3/8"m x 6mm |  |  | 2813910056 | 2.8 | 2.38 | 2.38 | 2.38 | 2812615400 | ASS. FLANGE 316L D76 ANSI COMP | 669.49 | 669.49 | 587.27 | 597.67 | 1274.84 |  | 2812406520 | KIT SEAL D42 20PCS | 141.53 | 2812615400 | ASS. FLANGE 316L D76 ANSI COMP | 597.67 | 2812412220 | PIPE CLIP 304 D42 3/8UNC 20X | 194.55
2813910057 | 3.04 | 0 | 2.58 | C HN-U-3/8"m x 9mm |  |  | 2813910057 | 3.04 | 2.58 | 2.58 | 2.584 | 2812631000 | ASS. QUICKDROP 316L D76XD35 | 240.38 | 240.38 | 210.86 | 214.59 | 292.34 |  | 2812410000 | Pipe 304 not annealed D42 | 304.81 | 2812631000 | ASS. QUICKDROP 316L D76XD35 | 214.59 | 2812415400 | ASS. FLANGE 316L D42 | 259.9
2813910058 | 3.49 | 0 | 2.97 | C HN-U-3/8"m x 13mm |  |  | 2813910058 | 3.49 | 2.97 | 2.97 | 2.9665 | 2812650700 | RED TEE 316L D76XD54 | 464.5 | 464.5 | 407.46 | 414.67 | 381.01 |  | 2812410900 | RED TEE 316L D42X3/4 NPT | 207.38 | 2812650700 | RED TEE 316L D76XD54 | 414.67 | 2812420900 | Threaded tee D42x1" | 212.08
2813910059 | 5.34 | 0 | 4.54 | C HN-U-1/2"m x 6mm |  |  | 2813910059 | 5.34 | 4.54 | 4.54 | 4.539 | 2812652100 | REDUCER 316L MF D76XD54 | 171.44 | 171.44 | 150.39 | 153.05 | 376.31 |  | 2812412220 | PIPE CLIP 304 D42 3/8UNC 20X | 373.59 | 2812652100 | REDUCER 316L MF D76XD54 | 153.05 | 2812430700 | RED TEE 316L D42XD35 | 191.14
2813910060 | 5.81 | 0 | 4.94 | C HN-U-1/2"m x 9mm |  |  | 2813910060 | 5.81 | 4.94 | 4.94 | 4.9385 | 2812661800 | NIPPLE 316L D76X2 1/2 NPT M | 488.79 | 488.79 | 428.76 | 436.35 | 600.15 |  | 2812415400 | ASS. FLANGE 316L D42 | 296.29 | 2812661800 | NIPPLE 316L D76X2 1/2 NPT M | 436.35 | 2812431800 | NIPPLE 316L D42X1 1/4 NPT M | 164.63
2813910061 | 5.94 | 0 | 5.05 | C HN-U-1/2"m x 13mm |  |  | 2813910061 | 5.94 | 5.05 | 5.05 | 5.049 | 2812700000 | PIPE 304L D89 x1 | 1298.72 | 1298.72 | 400.9 | 968.53 | 215.67 |  | 2812420900 | Threaded tee D42x1" | 241.77 | 2812700000 | PIPE 304L D89 x1 | 968.53 | 2812432100 | REDUCER 316L MF D42XD35 | 32.06
2813910062 | 4.04 | 0 | 3.43 | C HN-U-1/4"f x 6mm |  |  | 2813910062 | 4.04 | 3.43 | 3.43 | 3.434 | 2812700200 | EQUAL SOCKET 316L D89 | 255.47 | 255.47 | 224.1 | 228.07 | 416.39 |  | 2812430700 | RED TEE 316L D42XD35 | 217.9 | 2812700200 | EQUAL SOCKET 316L D89 | 228.07 | 2812441400 | ASS.UNION 316L D42X1 1/2 NPT F | 174.9
2813910063 | 3.16 | 0 | 2.69 | C HN-U-1/4"f x 9mm |  |  | 2813910063 | 3.16 | 2.69 | 2.69 | 2.686 | 2812700300 | ELBOW 90 DEG 316L D89 | 316.67 | 316.67 | 277.78 | 282.69 | 153.7 |  | 2812431800 | NIPPLE 316L D42X1 1/4 NPT M | 187.68 | 2812700300 | ELBOW 90 DEG 316L D89 | 282.69 | 2812441800 | NIPPLE 316L D42X1 1/2 NPT M | 171.23
2813910064 | 4.09 | 0 | 3.48 | C HN-U-3/8"f x 6mm |  |  | 2813910064 | 4.09 | 3.48 | 3.48 | 3.4765 | 2812700400 | ELBOW 45 DEG 316L D89 | 305.66 | 305.66 | 268.12 | 272.86 | 171.88 |  | 2812432100 | REDUCER 316L MF D42XD35 | 36.55 | 2812700400 | ELBOW 45 DEG 316L D89 | 272.86 | 2812442000 | NIPPLE 316L D42X1 1/2 NPT F | 171.23
2813910065 | 4.04 | 0 | 3.43 | C HN-U-3/8"f x 9mm |  |  | 2813910065 | 4.04 | 3.43 | 3.43 | 3.434 | 2812700500 | EQUAL TEE 316L D89 | 517.96 | 517.96 | 454.35 | 462.39 | 438.18 |  | 2812441400 | ASS.UNION 316L D42X1 1/2 NPT F | 199.39 | 2812700500 | EQUAL TEE 316L D89 | 462.39 | 2812453000 | TOOL ADAPTER D42-D54 | 239.8
2813910066 | 7.99 | 0 | 6.79 | C HN-U-1/2"f x 9mm |  |  | 2813910066 | 7.99 | 6.79 | 6.79 | 6.7915 | 2812700600 | END CAP 316L D89 | 255.47 | 255.47 | 224.1 | 228.07 | 1061.25 |  | 2812441800 | NIPPLE 316L D42X1 1/2 NPT M | 195.2 | 2812700600 | END CAP 316L D89 | 228.07 | 2812500000 | PIPE 304L D54 | 147.39
2813910067 | 7.25 | 0 | 6.16 | C HN-U-1/2"f x 13mm |  |  | 2813910067 | 7.25 | 6.16 | 6.16 | 6.1625 | 2812702220 | PIPE CLIP 304 D89 M10 20X | 378.84 | 378.84 | 332.32 | 338.2 | 229.02 |  | 2812442000 | NIPPLE 316L D42X1 1/2 NPT F | 195.2 | 2812702220 | PIPE CLIP 304 D89 M10 20X | 338.2 | 2812500200 | EQUAL SOCKET 316L D54 | 115.6
2813910068 | 2.35 | 0 | 2 | C HOC-U-6mm |  |  | 2813910068 | 2.35 | 2 | 2 | 1.9975 | 2812703000 | TOOL COLLAR D89 | 1937.57 | 1937.57 | 1699.62 | 1843.17 | 283.88 |  | 2812453000 | TOOL ADAPTER D42-D54 | 273.37 | 2812703000 | TOOL COLLAR D89 | 1843.17 | 2812500300 | ELBOW 90 DEG 316L D54 | 126.31
2813910069 | 2.6 | 0 | 2.21 | C HOC-U-9mm |  |  | 2813910069 | 2.6 | 2.21 | 2.21 | 2.21 | 2812705100 | BALL VALVE 316L D89 | 1849.56 | 1849.56 | 1622.42 | 1651.14 | 273.98 |  | 2812500000 | PIPE 304L D54 | 371.23 | 2812705100 | BALL VALVE 316L D89 | 1651.14 | 2812500400 | ELBOW 45 DEG 316L D54 | 126.31
2813910070 | 2.44 | 0 | 2.07 | C DN-U-1/4"m x 1/8"m |  |  | 2813910070 | 2.44 | 2.07 | 2.07 | 2.074 | 2812705400 | ASS. FLANGE 316L D89 DIN PN16 | 559.81 | 559.81 | 491.06 | 499.76 | 464.31 |  | 2812500200 | EQUAL SOCKET 316L D54 | 131.78 | 2812705400 | ASS. FLANGE 316L D89 DIN PN16 | 499.76 | 2812500500 | EQUAL TEE 316L D54 | 171.99
2813910071 | 2.18 | 0 | 1.85 | C DN-U-1/4"m x 1/4"m |  |  | 2813910071 | 2.18 | 1.85 | 1.85 | 1.853 | 2812706510 | KIT SEAL D89 10PCS | 428.15 | 428.15 | 375.57 | 382.21 | 229.02 |  | 2812500300 | ELBOW 90 DEG 316L D54 | 143.99 | 2812706510 | KIT SEAL D89 10PCS | 382.21 | 2812500600 | END CAP 316L D54 | 115.6
2813910072 | 4.3 | 0 | 3.66 | C DN-U-3/8"m x 1/4"m |  |  | 2813910072 | 4.3 | 3.66 | 3.66 | 3.655 | 2812710900 | RED TEE 316L D89X3/4 NPT | 496.48 | 496.48 | 435.51 | 443.22 | 339.61 |  | 2812500400 | ELBOW 45 DEG 316L D54 | 143.99 | 2812710900 | RED TEE 316L D89X3/4 NPT | 443.22 | 2812502220 | PIPE CLIP 304 D54 M8 20X | 173.44
2813910073 | 2.82 | 0 | 2.4 | C DN-U-3/8"m x 3/8"m |  |  | 2813910073 | 2.82 | 2.4 | 2.4 | 2.397 | 2812712220 | PIPE CLIP 304 D89 3/8UNC 20X | 455.5 | 455.5 | 233.47 | 396.09 | 2054.43 |  | 2812500500 | EQUAL TEE 316L D54 | 196.07 | 2812712220 | PIPE CLIP 304 D89 3/8UNC 20X | 396.09 | 2812503000 | TOOL COLLAR D54 | 943.74
2813910074 | 3.57 | 0 | 3.03 | C DN-U-1/2"m x 3/8"m |  |  | 2813910074 | 3.57 | 3.03 | 3.03 | 3.0345 | 2812715400 | ASSEMBLY FLANGE 316L D89 ANSI | 900.24 | 900.24 | 789.68 | 803.65 | 1658.05 |  | 2812500600 | END CAP 316L D54 | 131.78 | 2812715400 | ASSEMBLY FLANGE 316L D89 ANSI | 803.65 | 2812505100 | BALL VALVE 316L D54 | 669.53
2813910075 | 5.06 | 0 | 4.3 | C DN-U-1/2"m x 1/2"m |  |  | 2813910075 | 5.06 | 4.3 | 4.3 | 4.301 | 2812741000 | ASSM QUICKDROP 316L D89XD42 | 300.44 | 300.44 | 263.54 | 268.2 | 501.85 |  | 2812502220 | PIPE CLIP 304 D54 M8 20X | 197.72 | 2812741000 | ASSM QUICKDROP 316L D89XD42 | 268.2 | 2812505500 | COMPENSATOR 316L D54 PN10 | 640.3
2813910076 | 2.52 | 0 | 2.14 | C RE-U-1/4"m x 1/8"f |  |  | 2813910076 | 2.52 | 2.14 | 2.14 | 2.142 | 2812760700 | RED TEE 316L D89XD76 | 542.59 | 542.59 | 475.96 | 484.38 | 383.81 |  | 2812503000 | TOOL COLLAR D54 | 1075.86 | 2812760700 | RED TEE 316L D89XD76 | 484.38 | 2812506520 | KIT SEAL D54 20PCS | 149.36
2813910077 | 3.15 | 0 | 2.68 | C RE-U-3/8"m x 1/4"f |  |  | 2813910077 | 3.15 | 2.68 | 2.68 | 2.6775 | 2812762100 | REDUCER 316L MF D89XD76 | 242.26 | 242.26 | 212.51 | 216.27 | 445.07 |  | 2812505100 | BALL VALVE 316L D54 | 763.26 | 2812762100 | REDUCER 316L MF D89XD76 | 216.27 | 2812510000 | Pipe 304 not annealed D54 | 332.39
2813910078 | 5.54 | 0 | 4.71 | C RE-U-1/2"m x 3/8"f |  |  | 2813910078 | 5.54 | 4.71 | 4.71 | 4.709 | 2812771800 | NIPPLE 316L D89X3 NPT M | 715.95 | 715.95 | 628.03 | 639.15 | 397.79 |  | 2812505500 | COMPENSATOR 316L D54 PN10 | 729.94 | 2812771800 | NIPPLE 316L D89X3 NPT M | 639.15 | 2812510722 | Reducting tee D54x22 | 123.01
2813910079 | 4.25 | 0 | 3.61 | C RN-U-1/4"m x 3/8"f |  |  | 2813910079 | 4.25 | 3.61 | 3.61 | 3.6125 | 2812800000 | PIPE 304L D108 x1 | 1688.91 | 1688.91 | 476.57 | 1176.59 | 807.02 |  | 2812506520 | KIT SEAL D54 20PCS | 170.27 | 2812800000 | PIPE 304L D108 x1 | 1176.59 | 2812510900 | RED TEE 316L D54X3/4 NPT | 233.91
2813910080 | 6.44 | 0 | 5.47 | C RN-U-3/8"m x 1/2"f |  |  | 2813910080 | 6.44 | 5.47 | 5.47 | 5.474 | 2812800200 | EQUAL SOCKET 316L D108 | 310.34 | 310.34 | 272.23 | 277.05 | 269.54 |  | 2812510000 | Pipe 304 not annealed D54 | 378.92 | 2812800200 | EQUAL SOCKET 316L D108 | 277.05 | 2812512220 | PIPE CLIP 304 D54 3/8UNC 20X | 486.39
2813910081 | 3.03 | 0 | 2.58 | C MU-1/4"f |  |  | 2813910081 | 3.03 | 2.58 | 2.58 | 2.5755 | 2812800300 | ELBOW 90 DEG 316L D108 | 427.39 | 427.39 | 374.9 | 381.53 | 486.4 |  | 2812510722 | Reducting tee D54x22 | 140.23 | 2812800300 | ELBOW 90 DEG 316L D108 | 381.53 | 2812515400 | ASS. FLANGE 316L D54 | 331.49
2813910082 | 4.17 | 0 | 3.54 | C MU-3/8"f |  |  | 2813910082 | 4.17 | 3.54 | 3.54 | 3.5445 | 2812800400 | ELBOW 45 DEG 316L D108 | 412.1 | 412.1 | 361.49 | 367.89 | 217.19 |  | 2812510900 | RED TEE 316L D54X3/4 NPT | 266.66 | 2812800400 | ELBOW 45 DEG 316L D108 | 367.89 | 2812532100 | Reducer D54x35 | 51.62
2813910083 | 6.2 | 0 | 5.27 | C MU-1/2"f |  |  | 2813910083 | 6.2 | 5.27 | 5.27 | 5.27 | 2812800500 | EQUAL TEE 316L D108 | 765.59 | 765.59 | 671.57 | 683.46 | 641.83 |  | 2812512220 | PIPE CLIP 304 D54 3/8UNC 20X | 402.77 | 2812800500 | EQUAL TEE 316L D108 | 683.46 | 2812540700 | RED TEE 316L D54XD42 | 255.62
2813910084 | 12.81 | 0 | 10.89 | C QRC-U-1/4"m |  |  | 2813910084 | 12.81 | 10.89 | 10.89 | 10.8885 | 2812800600 | END CAP 316L D108 | 310.34 | 310.34 | 272.23 | 277.05 | 1289.29 |  | 2812515400 | ASS. FLANGE 316L D54 | 377.9 | 2812800600 | END CAP 316L D108 | 277.05 | 2812541800 | NIPPLE 316L D54X1 1/2 NPT M | 228.4
2813910085 | 12.81 | 0 | 10.89 | C QRC-U-3/8"m |  |  | 2813910085 | 12.81 | 10.89 | 10.89 | 10.8885 | 2812803000 | TOOL COLLAR D108 | 2536.36 | 2536.36 | 2224.88 | 1716.39 | 278.19 |  | 2812532100 | Reducer D54x35 | 58.85 | 2812803000 | TOOL COLLAR D108 | 1716.39 | 2812542100 | REDUCER 316L MF D54XD42 | 35.06
2813910086 | 13.78 | 0 | 11.71 | C QRC-U-1/2"m |  |  | 2813910086 | 13.78 | 11.71 | 11.71 | 11.713 | 2812805100 | BALL VALVE 316L D108 | 3442.29 | 3442.29 | 3019.55 | 3073 | 383.13 |  | 2812540700 | RED TEE 316L D54XD42 | 291.41 | 2812805100 | BALL VALVE 316L D108 | 3073 | 2812550900 | Threaded tee D54x2" | 326.41
2813910087 | 13.16 | 0 | 11.19 | C QRC-U-1/4"f |  |  | 2813910087 | 13.16 | 11.19 | 11.19 | 11.186 | 2812806510 | KIT SEAL D108 10PCS | 674.25 | 674.25 | 591.45 | 601.92 | 369.42 |  | 2812541800 | NIPPLE 316L D54X1 1/2 NPT M | 260.38 | 2812806510 | KIT SEAL D108 10PCS | 601.92 | 2812551400 | ASS. UNION 316L D54X2 NPT F | 224.87
2813910088 | 13.16 | 0 | 11.19 | C QRC-U-3/8"f |  |  | 2813910088 | 13.16 | 11.19 | 11.19 | 11.186 | 2812810900 | RED TEE 316L D108X3/4 NPT | 603.16 | 603.16 | 529.09 | 538.45 | 686.3 |  | 2812542100 | REDUCER 316L MF D54XD42 | 39.97 | 2812810900 | RED TEE 316L D108X3/4 NPT | 538.45 | 2812551800 | NIPPLE 316L D54X2 NPT M | 228.4
2813910089 | 14.14 | 0 | 12.02 | C QRC-U-1/2"f |  |  | 2813910089 | 14.14 | 12.02 | 12.02 | 12.019 | 2812812220 | PIPE CLIP 304 D108 3/8UNC 20X | 499.88 | 499.88 | 583.67 | 436.58 | 278.19 |  | 2812550900 | Threaded tee D54x2" | 372.11 | 2812812220 | PIPE CLIP 304 D108 3/8UNC 20X | 436.58 | 2812552000 | NIPPLE 316L D54X2 NPT F | 228.4
2813910090 | 13.16 | 0 | 11.19 | C QRC-U-6mm |  |  | 2813910090 | 13.16 | 11.19 | 11.19 | 11.186 | 2812815400 | ASS.FLANGE 316L D108 ANSI COMP | 894.02 | 894.02 | 784.23 | 798.11 | 2374.06 |  | 2812551400 | ASS. UNION 316L D54X2 NPT F | 256.35 | 2812815400 | ASS.FLANGE 316L D108 ANSI COMP | 798.11 | 2812600000 | PIPE 304L D76 | 263.26
2813910091 | 13.16 | 0 | 11.19 | C QRC-U-9mm |  |  | 2813910091 | 13.16 | 11.19 | 11.19 | 11.186 | 2812851000 | ASS. QUICKDROP 316L D108XD54 | 341.19 | 341.19 | 299.29 | 304.59 | 3085.84 |  | 2812551800 | NIPPLE 316L D54X2 NPT M | 260.38 | 2812851000 | ASS. QUICKDROP 316L D108XD54 | 304.59 | 2812600200 | EQUAL SOCKET 316L D76 | 191.83
2813910092 | 13.16 | 0 | 11.19 | C QRC-U-13mm |  |  | 2813910092 | 13.16 | 11.19 | 11.19 | 11.186 | 2812870700 | RED TEE 316L D108XD89 | 696.54 | 696.54 | 611 | 621.82 | 604.43 |  | 2812552000 | NIPPLE 316L D54X2 NPT F | 260.38 | 2812870700 | RED TEE 316L D108XD89 | 621.82 | 2812600300 | ELBOW 90 DEG 316L D76 | 209.64
2813920000 | 64.84 | 0 | 55.11 | FRL PR-1/4"f |  |  | 2813920000 | 64.84 | 55.11 | 55.11 | 55.114 | 2812872100 | REDUCER 316L MF D108XD89 | 271.51 | 271.51 | 238.17 | 242.38 | 540.71 |  | 2812600000 | PIPE 304L D76 | 651.14 | 2812872100 | REDUCER 316L MF D108XD89 | 242.38 | 2812600400 | ELBOW 45 DEG 316L D76 | 209.65
2813920001 | 86.33 | 0 | 73.38 | FRL PR-3/8"f |  |  | 2813920001 | 86.33 | 73.38 | 73.38 | 73.3805 | 2812881800 | NIPPLE 316L D108X4 NPT M | 824.19 | 824.19 | 722.97 | 735.77 | 438.49 |  | 2812600200 | EQUAL SOCKET 316L D76 | 218.69 | 2812881800 | NIPPLE 316L D108X4 NPT M | 735.77 | 2812600500 | EQUAL TEE 316L D76 | 446.77
2813920002 | 82.65 | 0 | 70.25 | FRL PR-1/2"f |  |  | 2813920002 | 82.65 | 70.25 | 70.25 | 70.2525 | 2813002200 | Hanger bolt for pipe clamps | #N/A | #N/A | 0.49 | 0.49 | 801.43 |  | 2812600300 | ELBOW 90 DEG 316L D76 | 238.99 | 2813002200 | Hanger bolt for pipe clamps | 0.49 | 2812600600 | END CAP 316L D76 | 191.83
2813920003 | 212.09 | 0 | 180.28 | FRL PR-3/4"f |  |  | 2813920003 | 212.09 | 180.28 | 180.28 | 180.2765 | 2813002505 | Socket Box Alu 4x1 - 1/2 | #N/A | #N/A | 0 | 182.02 | 306.11 |  | 2812600400 | ELBOW 45 DEG 316L D76 | 239 | 2813002505 | Socket Box Alu 4x1 - 1/2 | 182.02 | 2812602220 | PIPE CLIP 304 D76 M10 20X | 304.55
2813920004 | 225.8 | 0 | 191.93 | FRL PR-3/4"f NPT |  |  | 2813920004 | 225.8 | 191.93 | 191.93 | 191.93 | 2813002580 | Socket Box 2x1/2 | #N/A | #N/A | 0 | 13.36 | 624.91 |  | 2812600500 | EQUAL TEE 316L D76 | 509.32 | 2813002580 | Socket Box 2x1/2 | 13.36 | 2812603000 | TOOL COLLAR D76 | 1660.83
2813920005 | 214.23 | 0 | 182.1 | FRL PR-1"f |  |  | 2813920005 | 214.23 | 182.1 | 182.1 | 182.0955 | 2813002581 | Socket Box 3x1/2 | #N/A | #N/A | 0 | 16.15 | 243.39 |  | 2812600600 | END CAP 316L D76 | 218.69 | 2813002581 | Socket Box 3x1/2 | 16.15 | 2812605100 | BALL VALVE 316L D76 | 1247.45
2813920006 | 227.99 | 0 | 193.79 | FRL PR-1"f NPT |  |  | 2813920006 | 227.99 | 193.79 | 193.79 | 193.7915 | 2813002582 | Socket Box 4x1/2 | #N/A | #N/A | 0 | 19.79 | 738.85 |  | 2812602220 | PIPE CLIP 304 D76 M10 20X | 347.19 | 2813002582 | Socket Box 4x1/2 | 19.79 | 2812606510 | KIT SEAL D76 10PCS | 286.07
2813920007 | 44.28 | 0 | 37.64 | FRL WS-1/4"f |  |  | 2813920007 | 44.28 | 37.64 | 37.64 | 37.638 | 2813002583 | Socket Box 6x1/2 | #N/A | #N/A | 0 | 25.13 |  |  | 2812603000 | TOOL COLLAR D76 | 1893.35 | 2813002583 | Socket Box 6x1/2 | 25.13 | 2812610000 | Pipe 304 not annealed D76 | 601.62
2813920008 | 66.99 | 0 | 56.94 | FRL WS-3/8"f |  |  | 2813920008 | 66.99 | 56.94 | 56.94 | 56.9415 | 2813002680 | Socket Box Top 2x1/2 | #N/A | #N/A | 0 | 13.63 |  |  | 2812605100 | BALL VALVE 316L D76 | 1422.09 | 2813002680 | Socket Box Top 2x1/2 | 13.63 | 2812610722 | Reducting tee D76x22 | 220.81
2813920009 | 70.89 | 0 | 60.26 | FRL WS-1/2"f |  |  | 2813920009 | 70.89 | 60.26 | 60.26 | 60.2565 | 2813002681 | Socket Box Top 3x1/2 | #N/A | #N/A | 0 | 16.4 |  |  | 2812606510 | KIT SEAL D76 10PCS | 326.12 | 2813002681 | Socket Box Top 3x1/2 | 16.4 | 2812610900 | RED TEE 316L D76X3/4 NPT | 372.84
2813920010 | 155.75 | 0 | 132.39 | FRL WS-3/4"f |  |  | 2813920010 | 155.75 | 132.39 | 132.39 | 132.3875 | 2813002682 | Socket Box Top 4x1/2 | #N/A | #N/A | 0 | 19.11 |  |  | 2812610000 | Pipe 304 not annealed D76 | 685.85 | 2813002682 | Socket Box Top 4x1/2 | 19.11 | 2812612220 | PIPE CLIP 304 D76 3/8UNC 20X | 583.67
2813920011 | 185.48 | 0 | 157.66 | FRL WS-3/4"f NPT |  |  | 2813920011 | 185.48 | 157.66 | 157.66 | 157.658 | 2813002700 | Socket Box Mini 3/8 - 1/2 | #N/A | #N/A | 0 | 17.73 |  |  | 2812610722 | Reducting tee D76x22 | 251.72 | 2813002700 | Socket Box Mini 3/8 - 1/2 | 17.73 | 2812615400 | ASS. FLANGE 316L D76 | 587.27
2813920012 | 160.84 | 0 | 136.71 | FRL WS-1"f |  |  | 2813920012 | 160.84 | 136.71 | 136.71 | 136.714 | 2813002701 | Socket Box Mini 2x3/8 - 1/2 | #N/A | #N/A | 0 | 3.6 |  |  | 2812610900 | RED TEE 316L D76X3/4 NPT | 425.04 | 2813002701 | Socket Box Mini 2x3/8 - 1/2 | 3.6 | 2812620700 | Reducting tee D76x28 | 232.11
2813920013 | 193.5 | 0 | 164.48 | FRL WS-1"f NPT |  |  | 2813920013 | 193.5 | 164.48 | 164.48 | 164.475 | 2813002702 | Socket Box Mini 3/8 - 2x1/2 | #N/A | #N/A | 0 | 3.6 |  |  | 2812612220 | PIPE CLIP 304 D76 3/8UNC 20X | 430.87 | 2813002702 | Socket Box Mini 3/8 - 2x1/2 | 3.6 | 2812631000 | ASS. QUICKDROP 316L D76XD35 | 210.86
2813920014 | 87.89 | 0 | 74.71 | FRL FPR-1/4"f |  |  | 2813920014 | 87.89 | 74.71 | 74.71 | 74.7065 | 2813004000 | Shear | #N/A | #N/A | 64.6 | 65.75 |  |  | 2812615400 | ASS. FLANGE 316L D76 | 669.49 | 2813004000 | Shear | 65.75 | 2812642100 | Reducer D76x42 | 95.88
2813920015 | 117.75 | 0 | 100.09 | FRL FPR-3/8"f |  |  | 2813920015 | 117.75 | 100.09 | 100.09 | 100.0875 | 2813014000 | 2 spare blades shear | #N/A | #N/A | 44.26 | 45.04 |  |  | 2812620700 | Reducting tee D76x28 | 264.61 | 2813014000 | 2 spare blades shear | 45.04 | 2812650700 | RED TEE 316L D76XD54 | 407.46
2813920016 | 117.75 | 0 | 100.09 | FRL FPR-1/2"f |  |  | 2813920016 | 117.75 | 100.09 | 100.09 | 100.0875 | 2813024000 | Marking and deburring tool | #N/A | #N/A | 175.72 | 178.82 |  |  | 2812631000 | ASS. QUICKDROP 316L D76XD35 | 240.38 | 2813024000 | Marking and deburring tool | 178.82 | 2812652100 | REDUCER 316L MF D76XD54 | 150.39
2813920017 | 201.96 | 0 | 171.67 | FRL FPR-3/4"f |  |  | 2813920017 | 201.96 | 171.67 | 171.67 | 171.666 | 2813034000 | Pipe Cutter D32 | #N/A | #N/A | 43.65 | 44.43 |  |  | 2812642100 | Reducer D76x42 | 109.3 | 2813034000 | Pipe Cutter D32 | 44.43 | 2812661800 | NIPPLE 316L D76X2 1/2 NPT M | 428.76
2813920018 | 215.1 | 0 | 182.84 | FRL FPR-3/4"f NPT |  |  | 2813920018 | 215.1 | 182.84 | 182.84 | 182.835 | 2813044000 | Pipe Cutter D32spare cutting wheel | #N/A | #N/A | 1.55 | 1.58 |  |  | 2812650700 | RED TEE 316L D76XD54 | 464.5 | 2813044000 | Pipe Cutter D32spare cutting wheel | 1.58 | 2812700000 | PIPE 304L D89 | 400.9
2813920019 | 201.96 | 0 | 171.67 | FRL FPR-1"f |  |  | 2813920019 | 201.96 | 171.67 | 171.67 | 171.666 | 2813054000 | Deburring tool D35 | #N/A | #N/A | 181.37 | 184.58 |  |  | 2812652100 | REDUCER 316L MF D76XD54 | 171.44 | 2813054000 | Deburring tool D35 | 184.58 | 2812700200 | EQUAL SOCKET 316L D89 | 224.1
2813920020 | 215.6 | 0 | 183.26 | FRL FPR-1"f NPT |  |  | 2813920020 | 215.6 | 183.26 | 183.26 | 183.26 | 2813064000 | Deburring blade | #N/A | #N/A | 26.39 | 26.85 |  |  | 2812661800 | NIPPLE 316L D76X2 1/2 NPT M | 488.79 | 2813064000 | Deburring blade | 26.85 | 2812700300 | ELBOW 90 DEG 316L D89 | 277.78
2813920021 | 59.53 | 0 | 50.6 | FRL MO-1/4"f |  |  | 2813920021 | 59.53 | 50.6 | 50.6 | 50.6005 | 2813074000 | Anti-friction agent | #N/A | #N/A | 31.22 | 31.78 |  |  | 2812700000 | PIPE 304L D89 | 1298.72 | 2813074000 | Anti-friction agent | 31.78 | 2812700400 | ELBOW 45 DEG 316L D89 | 268.12
2813920022 | 77.27 | 0 | 65.68 | FRL MO-3/8"f |  |  | 2813920022 | 77.27 | 65.68 | 65.68 | 65.6795 | 2813100000 | PA Pipe D15 5,7m | #N/A | #N/A | 54.57 | 55.53 |  |  | 2812700200 | EQUAL SOCKET 316L D89 | 255.47 | 2813100000 | PA Pipe D15 5,7m | 55.53 | 2812700500 | EQUAL TEE 316L D89 | 454.35
2813920023 | 75.68 | 0 | 64.33 | FRL MO-1/2"f |  |  | 2813920023 | 75.68 | 64.33 | 64.33 | 64.328 | 2813100280 | Equal socket D15 | #N/A | #N/A | 7.05 | 7.18 |  |  | 2812700300 | ELBOW 90 DEG 316L D89 | 316.67 | 2813100280 | Equal socket D15 | 7.18 | 2812700600 | END CAP 316L D89 | 224.1
2813920024 | 201.02 | 0 | 170.87 | FRL MO-3/4"f |  |  | 2813920024 | 201.02 | 170.87 | 170.87 | 170.867 | 2813100281 | Sliding equal socket D15 | #N/A | #N/A | 32.79 | 33.37 |  |  | 2812700400 | ELBOW 45 DEG 316L D89 | 305.66 | 2813100281 | Sliding equal socket D15 | 33.37 | 2812702220 | PIPE CLIP 304 D89 M10 20X | 332.32
2813920025 | 207.63 | 0 | 176.49 | FRL MO-1"f |  |  | 2813920025 | 207.63 | 176.49 | 176.49 | 176.4855 | 2813100380 | 90 Deg. Elbow D15 | #N/A | #N/A | 7.01 | 7.13 |  |  | 2812700500 | EQUAL TEE 316L D89 | 517.96 | 2813100380 | 90 Deg. Elbow D15 | 7.13 | 2812703000 | TOOL COLLAR D89 | 1699.62
2813920026 | 151.11 | 0 | 128.44 | FRL FPR-MO-1/4"f |  |  | 2813920026 | 151.11 | 128.44 | 128.44 | 128.4435 | 2813100381 | 90 Deg. Elbow D15-1/2 ISO7R | #N/A | #N/A | 28.42 | 28.92 |  |  | 2812700600 | END CAP 316L D89 | 255.47 | 2813100381 | 90 Deg. Elbow D15-1/2 ISO7R | 28.92 | 2812705100 | BALL VALVE 316L D89 | 1622.42
2813920027 | 185.63 | 0 | 157.79 | FRL FPR-MO-3/8"f |  |  | 2813920027 | 185.63 | 157.79 | 157.79 | 157.7855 | 2813100480 | 45 Deg. Elbow D15 | #N/A | #N/A | 8.33 | 8.47 |  |  | 2812702220 | PIPE CLIP 304 D89 M10 20X | 378.84 | 2813100480 | 45 Deg. Elbow D15 | 8.47 | 2812705400 | ASS. FLANGE 316L D89 DIN PN16 | 491.06
2813920028 | 201.02 | 0 | 170.87 | FRL FPR-MO-1/2"f |  |  | 2813920028 | 201.02 | 170.87 | 170.87 | 170.867 | 2813100580 | Equal tee D15 | #N/A | #N/A | 10.41 | 10.59 |  |  | 2812703000 | TOOL COLLAR D89 | 1937.57 | 2813100580 | Equal tee D15 | 10.59 | 2812706510 | KIT SEAL D89 10PCS | 375.57
2813920029 | 322.57 | 0 | 274.18 | FRL FPR-MO-3/4"f |  |  | 2813920029 | 322.57 | 274.18 | 274.18 | 274.1845 | 2813100680 | End cap D15 | #N/A | #N/A | 10.11 | 10.29 |  |  | 2812705100 | BALL VALVE 316L D89 | 1849.56 | 2813100680 | End cap D15 | 10.29 | 2812710000 | Pipe 304 not annealed D89 | 967.94
2813920030 | 384.26 | 0 | 326.62 | FRL FPR-MO-3/4"f NPT |  |  | 2813920030 | 384.26 | 326.62 | 326.62 | 326.621 | 2813101300 | Threaded adapter D15-1/2 ISO7R | #N/A | #N/A | 12.51 | 12.73 |  |  | 2812705400 | ASS. FLANGE 316L D89 DIN PN16 | 559.81 | 2813101300 | Threaded adapter D15-1/2 ISO7R | 12.73 | 2812710900 | RED TEE 316L D89X3/4 NPT | 435.51
2813920031 | 329.14 | 0 | 279.77 | FRL FPR-MO-1"f |  |  | 2813920031 | 329.14 | 279.77 | 279.77 | 279.769 | 2813101780 | Nipple socket D15 1/2 ISO7R male | #N/A | #N/A | 10.03 | 10.21 |  |  | 2812706510 | KIT SEAL D89 10PCS | 428.15 | 2813101780 | Nipple socket D15 1/2 ISO7R male | 10.21 | 2812712220 | PIPE CLIP 304 D89 3/8UNC 20X | 233.47
2813920032 | 392.15 | 0 | 333.33 | FRL FPR-MO-1"f NPT |  |  | 2813920032 | 392.15 | 333.33 | 333.33 | 333.3275 | 2813101980 | Nipple socket D15 1/2 ISO228 female | #N/A | #N/A | 9.8 | 9.97 |  |  | 2812710000 | Pipe 304 not annealed D89 | 1103.45 | 2813101980 | Nipple socket D15 1/2 ISO228 female | 9.97 | 2812715400 | ASS. FLANGE 316L D89 | 789.68
2813920033 | 74.25 | 0 | 63.11 | FRL PR-1/4"f NPT |  |  | 2813920033 | 74.25 | 63.11 | 63.11 | 63.1125 | 2813102200 | Pipe clip D15 | #N/A | #N/A | 10.36 | 10.55 |  |  | 2812710900 | RED TEE 316L D89X3/4 NPT | 496.48 | 2813102200 | Pipe clip D15 | 10.55 | 2812741000 | ASS. QUICKDROP 316L D89XD42 | 263.54
2813920034 | 98.9 | 0 | 84.07 | FRL PR-3/8"f NPT |  |  | 2813920034 | 98.9 | 84.07 | 84.07 | 84.065 | 2813102800 | Disassembly pliers D15 | #N/A | #N/A | 13.72 | 13.96 |  |  | 2812712220 | PIPE CLIP 304 D89 3/8UNC 20X | 455.5 | 2813102800 | Disassembly pliers D15 | 13.96 | 2812752100 | Reducer D89x54 | 163.52
2813920035 | 110.26 | 0 | 93.72 | FRL PR-1/2"f NPT |  |  | 2813920035 | 110.26 | 93.72 | 93.72 | 93.721 | 2813105180 | Ball valve D15 | #N/A | #N/A | 82.86 | 84.33 |  |  | 2812715400 | ASS. FLANGE 316L D89 | 900.24 | 2813105180 | Ball valve D15 | 84.33 | 2812760700 | RED TEE 316L D89XD76 | 475.96
2813920036 | 44.28 | 0 | 37.64 | FRL WS-1/4"f NPT |  |  | 2813920036 | 44.28 | 37.64 | 37.64 | 37.638 | 2813110000 | PA Pipe D15 25m | #N/A | #N/A | 225.55 | 229.54 |  |  | 2812741000 | ASS. QUICKDROP 316L D89XD42 | 300.44 | 2813110000 | PA Pipe D15 25m | 229.54 | 2812762100 | REDUCER 316L MF D89XD76 | 212.51
2813920037 | 66.98 | 0 | 56.93 | FRL WS-3/8"f NPT |  |  | 2813920037 | 66.98 | 56.93 | 56.93 | 56.933 | 2813112800 | Disassembly clip D15 | #N/A | #N/A | 3.42 | 3.49 |  |  | 2812752100 | Reducer D89x54 | 186.41 | 2813112800 | Disassembly clip D15 | 3.49 | 2812771800 | NIPPLE 316L D89X3 NPT M | 628.03
2813920038 | 70.92 | 0 | 60.28 | FRL WS-1/2"f NPT |  |  | 2813920038 | 70.92 | 60.28 | 60.28 | 60.282 | 2813120000 | PA Pipe D15 10m | #N/A | #N/A | 92.06 | 93.69 |  |  | 2812760700 | RED TEE 316L D89XD76 | 542.59 | 2813120000 | PA Pipe D15 10m | 93.69 | 2812800000 | PIPE 304L D108 | 476.57
2813920039 | 100.7 | 0 | 85.6 | FRL FPR-1/4"f NPT |  |  | 2813920039 | 100.7 | 85.6 | 85.6 | 85.595 | 2813122200 | Pipe clamp D15-D18 | #N/A | #N/A | 7.46 | 7.59 |  |  | 2812762100 | REDUCER 316L MF D89XD76 | 242.26 | 2813122200 | Pipe clamp D15-D18 | 7.59 | 2812800200 | EQUAL SOCKET 316L D108 | 272.23
2813920040 | 134.87 | 0 | 114.64 | FRL FPR-3/8"f NPT |  |  | 2813920040 | 134.87 | 114.64 | 114.64 | 114.6395 | 2813130000 | PA UV Pipe D15 25m | #N/A | #N/A | 225.55 | 229.54 |  |  | 2812771800 | NIPPLE 316L D89X3 NPT M | 715.95 | 2813130000 | PA UV Pipe D15 25m | 229.54 | 2812800300 | ELBOW 90 DEG 316L D108 | 374.9
2813920041 | 157.06 | 0 | 133.5 | FRL FPR-1/2"f NPT |  |  | 2813920041 | 157.06 | 133.5 | 133.5 | 133.501 | 2813140000 | AL Pipe D15 5,7m | #N/A | #N/A | 47.86 | 48.7 |  |  | 2812800000 | PIPE 304L D108 | 1688.91 | 2813140000 | AL Pipe D15 5,7m | 48.7 | 2812800400 | ELBOW 45 DEG 316L D108 | 361.49
2813920042 | 59.55 | 0 | 50.62 | FRL MO-1/4"f NPT |  |  | 2813920042 | 59.55 | 50.62 | 50.62 | 50.6175 | 2813200000 | PA Pipe D18 5,7m | #N/A | #N/A | 80.09 | 81.51 |  |  | 2812800200 | EQUAL SOCKET 316L D108 | 310.34 | 2813200000 | PA Pipe D18 5,7m | 81.51 | 2812800500 | EQUAL TEE 316L D108 | 671.57
2813920043 | 77.27 | 0 | 65.68 | FRL MO-3/8"f NPT |  |  | 2813920043 | 77.27 | 65.68 | 65.68 | 65.6795 | 2813200280 | Equal socket D18 | #N/A | #N/A | 8.98 | 9.14 |  |  | 2812800300 | ELBOW 90 DEG 316L D108 | 427.39 | 2813200280 | Equal socket D18 | 9.14 | 2812800600 | END CAP 316L D108 | 272.23
2813920044 | 75.7 | 0 | 64.35 | FRL MO-1/2"f NPT |  |  | 2813920044 | 75.7 | 64.35 | 64.35 | 64.345 | 2813200281 | Sliding equal socket D18 | #N/A | #N/A | 35.13 | 35.75 |  |  | 2812800400 | ELBOW 45 DEG 316L D108 | 412.1 | 2813200281 | Sliding equal socket D18 | 35.75 | 2812803000 | TOOL COLLAR D108 | 2224.88
2813920045 | 201.02 | 0 | 170.87 | FRL MO-3/4"f NPT |  |  | 2813920045 | 201.02 | 170.87 | 170.87 | 170.867 | 2813200380 | 90 Deg. Elbow D18 | #N/A | #N/A | 12.46 | 12.68 |  |  | 2812800500 | EQUAL TEE 316L D108 | 765.59 | 2813200380 | 90 Deg. Elbow D18 | 12.68 | 2812805100 | BALL VALVE 316L D108 | 3019.55
2813920046 | 207.63 | 0 | 176.49 | FRL MO-1"f NPT |  |  | 2813920046 | 207.63 | 176.49 | 176.49 | 176.4855 | 2813200381 | 90 Deg. Elbow D18-1/2 ISO7R | #N/A | #N/A | 14.43 | 14.68 |  |  | 2812800600 | END CAP 316L D108 | 310.34 | 2813200381 | 90 Deg. Elbow D18-1/2 ISO7R | 14.68 | 2812806510 | KIT SEAL D108 10PCS | 591.45
2813920047 | 173.1 | 0 | 147.14 | FRL FPR-MO-1/4"f NPT |  |  | 2813920047 | 173.1 | 147.14 | 147.14 | 147.135 | 2813200480 | 45 Deg. Elbow D18 | #N/A | #N/A | 9.33 | 9.5 |  |  | 2812803000 | TOOL COLLAR D108 | 2536.36 | 2813200480 | 45 Deg. Elbow D18 | 9.5 | 2812810000 | Pipe 304 not annealed D108 | 1154.23
2813920048 | 212.63 | 0 | 180.74 | FRL FPR-MO-3/8"f NPT |  |  | 2813920048 | 212.63 | 180.74 | 180.74 | 180.7355 | 2813200580 | Equal tee D18 | #N/A | #N/A | 19.47 | 19.82 |  |  | 2812805100 | BALL VALVE 316L D108 | 3442.29 | 2813200580 | Equal tee D18 | 19.82 | 2812810900 | RED TEE 316L D108X3/4 NPT | 529.09
2813920049 | 230.26 | 0 | 195.72 | FRL FPR-MO-1/2"f NPT |  |  | 2813920049 | 230.26 | 195.72 | 195.72 | 195.721 | 2813200680 | End cap D18 | #N/A | #N/A | 16.52 | 16.81 |  |  | 2812806510 | KIT SEAL D108 10PCS | 674.25 | 2813200680 | End cap D18 | 16.81 | 2812812220 | PIPE CLIP 304 D108 3/8UNC 20X | 583.67
2813930000 | 24.83 | 0 | 21.11 | H PVC-QRC-E-15bar 11-6/5m |  |  | 2813930000 | 24.83 | 21.11 | 21.11 | 21.1055 | 2813201300 | Threaded adapter D18-1/2 ISO7R | #N/A | #N/A | 12.97 | 13.2 |  |  | 2812810000 | Pipe 304 not annealed D108 | 1315.82 | 2813201300 | Threaded adapter D18-1/2 ISO7R | 13.2 | 2812815400 | ASS.FLANGE 316L D108 | 784.23
2813930001 | 32.07 | 0 | 27.26 | H PVC-QRC-E-15bar 11-6/10m |  |  | 2813930001 | 32.07 | 27.26 | 27.26 | 27.2595 | 2813201780 | Nipple socket D18 1/2 ISO7R male | #N/A | #N/A | 15.18 | 15.45 |  |  | 2812810900 | RED TEE 316L D108X3/4 NPT | 603.16 | 2813201780 | Nipple socket D18 1/2 ISO7R male | 15.45 | 2812851000 | ASS. QUICKDROP 316L D108XD54 | 299.29
2813930002 | 28.66 | 0 | 24.36 | H PVC-QRC-E-15bar 15-9/5m |  |  | 2813930002 | 28.66 | 24.36 | 24.36 | 24.361 | 2813201980 | Nipple socket D18 1/2 ISO228 female | #N/A | #N/A | 17.18 | 17.48 |  |  | 2812812220 | PIPE CLIP 304 D108 3/8UNC 20X | 499.88 | 2813201980 | Nipple socket D18 1/2 ISO228 female | 17.48 | 2812870700 | RED TEE 316L D108XD89 | 611
2813930003 | 40.66 | 0 | 34.56 | H PVC-QRC-E-15bar 15-9/10m |  |  | 2813930003 | 40.66 | 34.56 | 34.56 | 34.561 | 2813202200 | Pipe clip D18 | #N/A | #N/A | 11.79 | 12 |  |  | 2812815400 | ASS.FLANGE 316L D108 | 894.02 | 2813202200 | Pipe clip D18 | 12 | 2812872100 | REDUCER 316L MF D108XD89 | 238.17
2813930004 | 50.11 | 0 | 42.59 | H PVC-QRC-E-15bar 18-13/10m |  |  | 2813930004 | 50.11 | 42.59 | 42.59 | 42.5935 | 2813202800 | Disassembly pliers D18 | #N/A | #N/A | 15.09 | 15.35 |  |  | 2812851000 | ASS. QUICKDROP 316L D108XD54 | 341.19 | 2813202800 | Disassembly pliers D18 | 15.35 | 2812881800 | NIPPLE 316L D108X4 NPT M | 722.97
2813930005 | 24.83 | 0 | 21.11 | H PVC-QRC-U-15bar 11-6/5m |  |  | 2813930005 | 24.83 | 21.11 | 21.11 | 21.1055 | 2813205180 | Ball valve D18 | #N/A | #N/A | 106.19 | 108.06 |  |  | 2812870700 | RED TEE 316L D108XD89 | 696.54 | 2813205180 | Ball valve D18 | 108.06 | 2813002200 | Hanger bolt for pipe clamps | 0.49
2813930006 | 32.07 | 0 | 27.26 | H PVC-QRC-U-15bar 11-6/10m |  |  | 2813930006 | 32.07 | 27.26 | 27.26 | 27.2595 | 2813210000 | PA Pipe D18 25m | #N/A | #N/A | 330.3 | 336.15 |  |  | 2812872100 | REDUCER 316L MF D108XD89 | 271.51 | 2813210000 | PA Pipe D18 25m | 336.15 | 2813002505 | Socket Box Alu 4x1 - 1/2 | 0
2813930007 | 28.65 | 0 | 24.35 | H PVC-QRC-U-15bar 15-9/5m |  |  | 2813930007 | 28.65 | 24.35 | 24.35 | 24.3525 | 2813211300 | Threaded adapter D18-3/4 ISO7R | #N/A | #N/A | 13.71 | 13.95 |  |  | 2812881800 | NIPPLE 316L D108X4 NPT M | 824.19 | 2813211300 | Threaded adapter D18-3/4 ISO7R | 13.95 | 2813002580 | Socket Box 2x1/2 | 0
2813930008 | 40.66 | 0 | 34.56 | H PVC-QRC-U-15bar 15-9/10m |  |  | 2813930008 | 40.66 | 34.56 | 34.56 | 34.561 | 2813211780 | Nipple socket D18 3/4 ISO7R male | #N/A | #N/A | 15.18 | 15.45 |  |  | 2813910000 | C PN-S-E-1/4 M | 4.53 | 2813211780 | Nipple socket D18 3/4 ISO7R male | 15.45 | 2813002581 | Socket Box 3x1/2 | 0
2813930009 | 50.11 | 0 | 42.59 | H PVC-QRC-U-15bar 18-13/10m |  |  | 2813930009 | 50.11 | 42.59 | 42.59 | 42.5935 | 2813211980 | Nipple socket D18 3/4 ISO228 female | #N/A | #N/A | 18.84 | 19.17 |  |  | 2813910001 | C PN-S-E-3/8 M | 5.35 | 2813211980 | Nipple socket D18 3/4 ISO228 female | 19.17 | 2813002582 | Socket Box 4x1/2 | 0
2813930010 | 47.2 | 0 | 40.12 | H PVC-QRC-E-OR-15bar 15-9/10m |  |  | 2813930010 | 47.2 | 40.12 | 40.12 | 40.12 | 2813220000 | PA Pipe D18 10m | #N/A | #N/A | 134.8 | 137.18 |  |  | 2813910002 | C PN-S-E-1/2 M | 10.34 | 2813220000 | PA Pipe D18 10m | 137.18 | 2813002583 | Socket Box 6x1/2 | 0
2813930011 | 26.27 | 0 | 22.33 | H PVC-QRC-E-SF-15bar 11-6/5m |  |  | 2813930011 | 26.27 | 22.33 | 22.33 | 22.3295 | 2813222800 | Disassembly clip D18 | #N/A | #N/A | 7.84 | 7.98 |  |  | 2813910003 | C PN-S-E-1/4 F | 5.59 | 2813222800 | Disassembly clip D18 | 7.98 | 2813002680 | Socket Box Top 2x1/2 | 0
2813930012 | 35.18 | 0 | 29.9 | H PVC-QRC-E-SF-15bar 11-6/10m |  |  | 2813930012 | 35.18 | 29.9 | 29.9 | 29.903 | 2813230000 | PA UV Pipe D18 25m | #N/A | #N/A | 294.94 | 300.16 |  |  | 2813910004 | C PN-S-E-3/8 F | 10.92 | 2813230000 | PA UV Pipe D18 25m | 300.16 | 2813002681 | SOCKET BOX TOP 3X1/2 | 0
2813930013 | 36.53 | 0 | 31.05 | H PVC-QRC-E-SF-15bar 15-10/5m |  |  | 2813930013 | 36.53 | 31.05 | 31.05 | 31.0505 | 2813240000 | AL Pipe D18 5,7m | #N/A | #N/A | 50.38 | 51.27 |  |  | 2813910005 | C PN-S-E-1/2 F | 18.55 | 2813240000 | AL Pipe D18 5,7m | 51.27 | 2813002682 | Socket Box Top 4x1/2 | 0
2813930014 | 52.19 | 0 | 44.36 | H PVC-QRC-E-SF-15bar 15-10/10m |  |  | 2813930014 | 52.19 | 44.36 | 44.36 | 44.3615 | 2813300000 | PA Pipe D22 5,7m | #N/A | #N/A | 107.89 | 109.8 |  |  | 2813910006 | C PN-S-E-6MM | 8.54 | 2813300000 | PA Pipe D22 5,7m | 109.8 | 2813002700 | Socket Box Mini 3/8 - 1/2 | 0
2813930015 | 35.83 | 0 | 30.46 | H PVC-15bar 11-6/25m |  |  | 2813930015 | 35.83 | 30.46 | 30.46 | 30.4555 | 2813300280 | Equal socket D22 | #N/A | #N/A | 10.7 | 10.89 |  |  | 2813910007 | C PN-S-E-9MM | 5.8 | 2813300280 | Equal socket D22 | 10.89 | 2813002701 | Socket Box Mini 2x3/8 - 1/2 | 0
2813930016 | 76.06 | 0 | 64.65 | H PVC-15bar 11-6/50m |  |  | 2813930016 | 76.06 | 64.65 | 64.65 | 64.651 | 2813300281 | Sliding equal socket D22 | #N/A | #N/A | 37.32 | 37.98 |  |  | 2813910008 | C PN-S-E-13MM | 3.81 | 2813300281 | Sliding equal socket D22 | 37.98 | 2813002702 | Socket Box Mini 3/8 - 2x1/2 | 0
2813930017 | 51.95 | 0 | 44.16 | H PVC-15bar 15-9/25m |  |  | 2813930017 | 51.95 | 44.16 | 44.16 | 44.1575 | 2813300380 | 90 Deg. Elbow D22 | #N/A | #N/A | 14.54 | 14.8 |  |  | 2813910009 | C QRC-S-E-1/4 M | 41.26 | 2813300380 | 90 Deg. Elbow D22 | 14.8 | 2813004000 | Shear | 64.6
2813930018 | 105.31 | 0 | 89.51 | H PVC-15bar 15-9/50m |  |  | 2813930018 | 105.31 | 89.51 | 89.51 | 89.5135 | 2813300480 | 45 Deg. Elbow D22 | #N/A | #N/A | 11.07 | 11.27 |  |  | 2813910010 | C QRC-S-E-3/8 M | 41.26 | 2813300480 | 45 Deg. Elbow D22 | 11.27 | 2813014000 | 2 spare blades shear | 44.26
2813930019 | 72.44 | 0 | 61.57 | H PVC-15bar 18-13/25m |  |  | 2813930019 | 72.44 | 61.57 | 61.57 | 61.574 | 2813300580 | Equal tee D22 | #N/A | #N/A | 19.79 | 20.14 |  |  | 2813910011 | C QRC-S-E-1/2 M | 50.21 | 2813300580 | Equal tee D22 | 20.14 | 2813024000 | Marking and deburring tool | 175.72
2813930020 | 144 | 0 | 122.4 | H PVC-15bar 18-13/50m |  |  | 2813930020 | 144 | 122.4 | 122.4 | 122.4 | 2813300680 | End cap D22 | #N/A | #N/A | 24.42 | 24.85 |  |  | 2813910012 | C QRC-S-E-1/4 F | 41.25 | 2813300680 | End cap D22 | 24.85 | 2813034000 | Pipe Cutter D32 | 43.65
2813930021 | 64.9 | 0 | 55.17 | H PVC-OR-15bar 15-9/25m |  |  | 2813930021 | 64.9 | 55.17 | 55.17 | 55.165 | 2813301300 | Threaded adapter D22-1/2 ISO7R | #N/A | #N/A | 20.03 | 20.39 |  |  | 2813910013 | C QRC-S-E-3/8 F | 41.25 | 2813301300 | Threaded adapter D22-1/2 ISO7R | 20.39 | 2813044000 | PIPE CUTTER D32 CUTTING WHEEL | 1.55
2813930022 | 41.94 | 0 | 35.65 | H PVC-SF-15bar 11-6/25m |  |  | 2813930022 | 41.94 | 35.65 | 35.65 | 35.649 | 2813301780 | Nipple socket D22 1/2 ISO7R male | #N/A | #N/A | 16.93 | 17.23 |  |  | 2813910014 | C QRC-S-E-1/2 F | 41.26 | 2813301780 | Nipple socket D22 1/2 ISO7R male | 17.23 | 2813054000 | Deburring tool D35 | 181.37
2813930023 | 86.53 | 0 | 73.55 | H PVC-SF-15bar 11-6/50m |  |  | 2813930023 | 86.53 | 73.55 | 73.55 | 73.5505 | 2813301980 | Nipple socket D22 1/2 ISO228 female | #N/A | #N/A | 24.3 | 24.73 |  |  | 2813910015 | C QRC-S-E-6MM | 41.26 | 2813301980 | Nipple socket D22 1/2 ISO228 female | 24.73 | 2813064000 | Deburring blade | 26.39
2813930024 | 69.69 | 0 | 59.24 | H PVC-SF-15bar 15-10/25m |  |  | 2813930024 | 69.69 | 59.24 | 59.24 | 59.2365 | 2813302200 | Pipe clip D22 | #N/A | #N/A | 16.16 | 16.44 |  |  | 2813910016 | C QRC-S-E-9MM | 41.26 | 2813302200 | Pipe clip D22 | 16.44 | 2813074000 | Anti-friction agent | 31.22
2813930025 | 138.65 | 0 | 117.85 | H PVC-SF-15bar 15-10/50m |  |  | 2813930025 | 138.65 | 117.85 | 117.85 | 117.8525 | 2813302800 | Disassembly pliers D22 | #N/A | #N/A | 15.09 | 15.35 |  |  | 2813910017 | C QRC-S-E-13MM | 41.26 | 2813302800 | Disassembly pliers D22 | 15.35 | 2813100000 | PA PIPE D15 5.7M | 54.57
2813930026 | 98.8 | 0 | 83.98 | H PVC-SF-15bar 19-13/25m |  |  | 2813930026 | 98.8 | 83.98 | 83.98 | 83.98 | 2813305180 | Ball valve D22 | #N/A | #N/A | 110.19 | 112.14 |  |  | 2813910018 | C QRC-SF-E-1/4 M | 63.26 | 2813305180 | Ball valve D22 | 112.14 | 2813100280 | Equal socket D15 | 7.05
2813930027 | 196.89 | 0 | 167.36 | H PVC-SF-15bar 19-13/50m |  |  | 2813930027 | 196.89 | 167.36 | 167.36 | 167.3565 | 2813310000 | PA Pipe D22 25m | #N/A | #N/A | 447.79 | 455.71 |  |  | 2813910019 | C QRC-SF-E-3/8 M | 63.26 | 2813310000 | PA Pipe D22 25m | 455.71 | 2813100281 | Sliding equal socket D15 | 32.79
2813930028 | 175.04 | 0 | 148.78 | H PVC-SF-15bar 27-19/25m |  |  | 2813930028 | 175.04 | 148.78 | 148.78 | 148.784 | 2813310381 | 90 Deg. Elbow D22-3/4 ISO7R | #N/A | #N/A | 47.67 | 48.52 |  |  | 2813910020 | C QRC-SF-E-1/2 M | 76.97 | 2813310381 | 90 Deg. Elbow D22-3/4 ISO7R | 48.52 | 2813100380 | 90 DEG ELBOW D15 | 7.01
2813930029 | 349.46 | 0 | 297.04 | H PVC-SF-15bar 27-19/50m |  |  | 2813930029 | 349.46 | 297.04 | 297.04 | 297.041 | 2813310780 | Reduction tee D22 D15 D22 | #N/A | #N/A | 22.97 | 23.38 |  |  | 2813910021 | C QRC-SF-E-1/4 F | 63.26 | 2813310780 | Reduction tee D22 D15 D22 | 23.38 | 2813100381 | 90 DEG ELBOW D15-1/2 ISO7R M | 28.42
2813930030 | 150.65 | 0 | 128.05 | H PVC-SF-40bar 16-9/50m |  |  | 2813930030 | 150.65 | 128.05 | 128.05 | 128.0525 | 2813311300 | Threaded adapter D22-3/4 ISO7R | #N/A | #N/A | 20.96 | 21.33 |  |  | 2813910022 | C QRC-SF-E-3/8 F | 63.29 | 2813311300 | Threaded adapter D22-3/4 ISO7R | 21.33 | 2813100480 | 45 DEG ELBOW D15 | 8.33
2813930031 | 233.88 | 0 | 198.8 | H PVC-SF-40bar 21-13/50m |  |  | 2813930031 | 233.88 | 198.8 | 198.8 | 198.798 | 2813311780 | Nipple socket D22 3/4 ISO7R male | #N/A | #N/A | 17.83 | 18.15 |  |  | 2813910023 | C QRC-SF-E-1/2 F | 63.26 | 2813311780 | Nipple socket D22 3/4 ISO7R male | 18.15 | 2813100580 | Equal tee D15 | 10.41
2813940000 | 31.32 | 0 | 26.62 | SH PA-QRC-E-8bar 8-6/5m |  |  | 2813940000 | 31.32 | 26.62 | 26.62 | 26.622 | 2813311980 | Nipple socket D22 3/4 ISO228 female | #N/A | #N/A | 24.16 | 24.59 |  |  | 2813910024 | C QRC-SF-E-6MM | 63.29 | 2813311980 | Nipple socket D22 3/4 ISO228 female | 24.59 | 2813100680 | End cap D15 | 10.11
2813940001 | 56.87 | 0 | 48.34 | SH PA-QRC-E-8bar 8-6/7,5m |  |  | 2813940001 | 56.87 | 48.34 | 48.34 | 48.3395 | 2813316280 | Pipe end adapter D22-D15 | #N/A | #N/A | 7.65 | 7.78 |  |  | 2813910025 | C QRC-SF-E-9MM | 63.26 | 2813316280 | Pipe end adapter D22-D15 | 7.78 | 2813101300 | THREADED AD. D15-1/2 ISO7R M | 12.51
2813940002 | 78.68 | 0 | 66.88 | SH PA-QRC-E-8bar 8-6/15m |  |  | 2813940002 | 78.68 | 66.88 | 66.88 | 66.878 | 2813320000 | PA UV Pipe D22 5,7m | #N/A | #N/A | 107.89 | 109.8 |  |  | 2813910026 | C QRC-SF-E-13MM | 63.26 | 2813320000 | PA UV Pipe D22 5,7m | 109.8 | 2813101780 | NIPPLE SOCKET D15 1/2 ISO7R M | 10.03
2813940003 | 76.61 | 0 | 65.12 | SH PA-QRC-E-8bar 10-8/10m |  |  | 2813940003 | 76.61 | 65.12 | 65.12 | 65.1185 | 2813320780 | Reduction tee D22 D18 D22 | #N/A | #N/A | 41.1 | 41.83 |  |  | 2813910027 | C QRC-E-1/4 M | 8.21 | 2813320780 | Reduction tee D22 D18 D22 | 41.83 | 2813101980 | NIPPLE SOCKET D15 1/2 ISO228 F | 9.8
2813940004 | 17.8 | 0 | 15.13 | SH PA-QRC-U-8bar 8-6/5m |  |  | 2813940004 | 17.8 | 15.13 | 15.13 | 15.13 | 2813326280 | Pipe end adapter D22-D18 | #N/A | #N/A | 8.69 | 8.84 |  |  | 2813910028 | C QRC-E-3/8 M | 8.21 | 2813326280 | Pipe end adapter D22-D18 | 8.84 | 2813102200 | PIPE CLIP D15 | 10.36
2813940005 | 23.35 | 0 | 19.85 | SH PA-QRC-U-8bar 8-6/10m |  |  | 2813940005 | 23.35 | 19.85 | 19.85 | 19.8475 | 2813330000 | PA UV Pipe D22 25m | #N/A | #N/A | 399.82 | 406.89 |  |  | 2813910029 | C QRC-E-1/2 M | 8.39 | 2813330000 | PA UV Pipe D22 25m | 406.89 | 2813102800 | Disassembly pliers D15 | 13.72
2813940006 | 29.53 | 0 | 25.1 | SH PA-QRC-U-8bar 8-6/15m |  |  | 2813940006 | 29.53 | 25.1 | 25.1 | 25.1005 | 2813332200 | Pipe clamp D22 | #N/A | #N/A | 10.31 | 10.49 |  |  | 2813910030 | C QRC-E-1/4 F | 8.21 | 2813332200 | Pipe clamp D22 | 10.49 | 2813105180 | Ball valve D15 | 82.86
2813940007 | 10.93 | 0 | 9.29 | SH PA-BJ-8bar 8-6/5m |  |  | 2813940007 | 10.93 | 9.29 | 9.29 | 9.2905 | 2813332800 | Disassembly clip D22 | #N/A | #N/A | 4.87 | 4.96 |  |  | 2813910031 | C QRC-E-3/8 F | 8.46 | 2813332800 | Disassembly clip D22 | 4.96 | 2813110000 | PA Pipe D15 25m | 225.55
2813940008 | 17.23 | 0 | 14.65 | SH PA-BJ-8bar 8-6/10m |  |  | 2813940008 | 17.23 | 14.65 | 14.65 | 14.6455 | 2813340000 | AL Pipe D22 5,7m | #N/A | #N/A | 74.65 | 75.97 |  |  | 2813910032 | C QRC-E-1/2 F | 8.69 | 2813340000 | AL Pipe D22 5,7m | 75.97 | 2813112800 | Disassembly clip D15 | 3.42
2813940009 | 23.51 | 0 | 19.98 | SH PA-BJ-8bar 8-6/15m |  |  | 2813940009 | 23.51 | 19.98 | 19.98 | 19.9835 | 2813400000 | PA Pipe D28 5,7m | #N/A | #N/A | 182.18 | 185.4 |  |  | 2813910033 | C QRC-E-6MM | 8.82 | 2813400000 | PA Pipe D28 5,7m | 185.4 | 2813120000 | PA Pipe D15 10m | 92.06
2813940010 | 59.5 | 0 | 50.58 | SH PUR-QRC-E-8bar 10-6,5/6m |  |  | 2813940010 | 59.5 | 50.58 | 50.58 | 50.575 | 2813400280 | Equal socket D28 | #N/A | #N/A | 21.72 | 22.1 |  |  | 2813910034 | C QRC-E-9MM | 8.8 | 2813400280 | Equal socket D28 | 22.1 | 2813122200 | Pipe clamp D15-D18 | 7.46
2813940011 | 64.14 | 0 | 54.52 | SH PUR-QRC-E-8bar 10-6,5/7,5m |  |  | 2813940011 | 64.14 | 54.52 | 54.52 | 54.519 | 2813400281 | Sliding equal socket D28 | #N/A | #N/A | 41.39 | 42.12 |  |  | 2813910035 | C QRC-E-13MM | 9.91 | 2813400281 | Sliding equal socket D28 | 42.12 | 2813130000 | PA UV Pipe D15 25m | 225.55
2813940012 | 65.33 | 0 | 55.53 | SH PUR-QRC-E-8bar 12-8/6m |  |  | 2813940012 | 65.33 | 55.53 | 55.53 | 55.5305 | 2813400380 | 90 Deg. Elbow D28 | #N/A | #N/A | 27.83 | 28.32 |  |  | 2813910036 | C 2QRC-E-3/8+F | 31.1 | 2813400380 | 90 Deg. Elbow D28 | 28.32 | 2813140000 | AL Pipe D15 5.7m | 47.86
2813940013 | 72.34 | 0 | 61.49 | SH PUR-QRC-E-8bar 12-8/7,5m |  |  | 2813940013 | 72.34 | 61.49 | 61.49 | 61.489 | 2813400480 | 45 Deg. Elbow D28 | #N/A | #N/A | 31.24 | 31.8 |  |  | 2813910037 | C 3QRC-E-3/8 F | 43.39 | 2813400480 | 45 Deg. Elbow D28 | 31.8 | 2813200000 | PA PIPE D18 5.7M | 80.09
2813940014 | 53.58 | 0 | 45.54 | SH PUR-Rp3/8-8bar 10-6,5/7,5m |  |  | 2813940014 | 53.58 | 45.54 | 45.54 | 45.543 | 2813400580 | Equal tee D28 | #N/A | #N/A | 26.33 | 26.79 |  |  | 2813910038 | C PN-E-6MM | 1.64 | 2813400580 | Equal tee D28 | 26.79 | 2813200280 | Equal socket D18 | 8.98
2813940015 | 60.26 | 0 | 51.22 | SH PUR-8bar 12-8/7,5m |  |  | 2813940015 | 60.26 | 51.22 | 51.22 | 51.221 | 2813400680 | End cap D28 | #N/A | #N/A | 35.83 | 36.47 |  |  | 2813910039 | C PN-E-9MM | 1.64 | 2813400680 | End cap D28 | 36.47 | 2813200281 | Sliding equal socket D18 | 35.13
2813940016 | 108.22 | 0 | 91.99 | Spiral Hose PUR-8bar 16-10/5m |  |  | 2813940016 | 108.22 | 91.99 | 91.99 | 91.987 | 2813402200 | Pipe clip D28 | #N/A | #N/A | 19.93 | 20.29 |  |  | 2813910040 | C PN-E-13MM | 2.42 | 2813402200 | Pipe clip D28 | 20.29 | 2813200380 | 90 DEG ELBOW D18 | 12.46
2813940017 | 157.37 | 0 | 133.76 | Spiral Hose PUR-8bar 16-10/10m |  |  | 2813940017 | 157.37 | 133.76 | 133.76 | 133.7645 | 2813402800 | Disassembly pliers D28 | #N/A | #N/A | 16.27 | 16.56 |  |  | 2813910041 | C PN-E-1/4 M | 2.55 | 2813402800 | Disassembly pliers D28 | 16.56 | 2813200381 | ELBOW 90 DEG D18-1/2 ISO7R M | 14.43
2813950000 | 163.48 | 0 | 138.96 | HR PVC-QRC-U-M-15bar 15-9/20m |  |  | 2813950000 | 163.48 | 138.96 | 138.96 | 138.958 | 2813405180 | Ball valve D28 | #N/A | #N/A | 161.76 | 164.62 |  |  | 2813910042 | C PN-E-3/8 M | 2.95 | 2813405180 | Ball valve D28 | 164.62 | 2813200480 | ELBOW 45 DEG D18 | 9.33
2813950001 | 391.68 | 0 | 332.93 | HR PVC-QRC-U-M-15bar 14-10/20m |  |  | 2813950001 | 391.68 | 332.93 | 332.93 | 332.928 | 2813410000 | PA Pipe D28 25m | #N/A | #N/A | 762.21 | 775.7 |  |  | 2813910043 | C PN-E-1/2 M | 4.69 | 2813410000 | PA Pipe D28 25m | 775.7 | 2813200580 | Equal tee D18 | 19.47
2813950002 | 255.36 | 0 | 217.06 | HR PVC-QRC-U-A-15bar 12-8/9m |  |  | 2813950002 | 255.36 | 217.06 | 217.06 | 217.056 | 2813420381 | 90 Deg. Elbow D28-1 ISO7R | #N/A | #N/A | 69.8 | 71.04 |  |  | 2813910044 | C PN-E-1/4 F | 2.87 | 2813420381 | 90 Deg. Elbow D28-1 ISO7R | 71.04 | 2813200680 | End cap D18 | 16.52
2813950003 | 314.54 | 0 | 267.36 | HR PVC-QRC-U-A-15bar 12-8/15m |  |  | 2813950003 | 314.54 | 267.36 | 267.36 | 267.359 | 2813420780 | Reduction tee D28 D18 D28 | #N/A | #N/A | 50.66 | 51.56 |  |  | 2813910045 | C PN-E-3/8 F | 3.65 | 2813420780 | Reduction tee D28 D18 D28 | 51.56 | 2813201300 | THREADED AD. D18-1/2 ISO7R M | 12.97
2813950004 | 502.57 | 0 | 427.18 | HR PVC-QRC-U-A-15bar 12-8/10m |  |  | 2813950004 | 502.57 | 427.18 | 427.18 | 427.1845 | 2813421300 | Threaded adapter D28-1 ISO7R | #N/A | #N/A | 30.7 | 31.25 |  |  | 2813910046 | C PN-E-1/2 F | 4.64 | 2813421300 | Threaded adapter D28-1 ISO7R | 31.25 | 2813201780 | NIPPLE SOCKET D18 1/2 ISO7R M | 15.18
2813950005 | 623.03 | 0 | 529.58 | HR PVC-QRC-U-A-15bar 12-8/15m |  |  | 2813950005 | 623.03 | 529.58 | 529.58 | 529.5755 | 2813421780 | Nipple socket D28 1 ISO7R male | #N/A | #N/A | 22.29 | 22.69 |  |  | 2813910047 | C HC-U-11-13MM | 0.48 | 2813421780 | Nipple socket D28 1 ISO7R male | 22.69 | 2813201980 | NIPPLE SOCKET D18 1/2 ISO228 F | 17.18
2813950006 | 843.55 | 0 | 717.02 | HR PVC-QRC-U-A-15bar 14-10/15m |  |  | 2813950006 | 843.55 | 717.02 | 717.02 | 717.0175 | 2813421980 | Nipple socket D28 1 ISO228 female | #N/A | #N/A | 33.14 | 33.73 |  |  | 2813910048 | C HC-U-13-15MM | 0.51 | 2813421980 | Nipple socket D28 1 ISO228 female | 33.73 | 2813202200 | Pipe clip D18 | 11.79
2813950007 | 850.25 | 0 | 722.71 | HR PVC-QRC-U-A-15bar 18-13/15m |  |  | 2813950007 | 850.25 | 722.71 | 722.71 | 722.7125 | 2813426280 | Pipe end adapter D28-D18 | #N/A | #N/A | 22.19 | 22.59 |  |  | 2813910049 | C HC-U-15-18MM | 0.58 | 2813426280 | Pipe end adapter D28-D18 | 22.59 | 2813202800 | Disassembly pliers D18 | 15.09
2813950008 | 80.64 | 0 | 68.54 | HR B 18-13/15 |  |  | 2813950008 | 80.64 | 68.54 | 68.54 | 68.544 | 2813430780 | Reduction tee D28 D22 D28 | #N/A | #N/A | 44.57 | 45.36 |  |  | 2813910050 | C SC-U-10-16MM | 1.06 | 2813430780 | Reduction tee D28 D22 D28 | 45.36 | 2813205180 | Ball valve D18 | 106.19
2813960000 | #N/A | 0 | #N/A | EQ SST-0,4-1,0kg |  |  | 2813960000 | #N/A | #N/A | #N/A | #N/A | 2813430781 | Reduction tee D28 D22 D22 | #N/A | #N/A | 48.93 | 49.79 |  |  | 2813910051 | C SC-U-12-20MM | 1.07 | 2813430781 | Reduction tee D28 D22 D22 | 49.79 | 2813210000 | PA Pipe D18 25m | 330.3
2813960001 | #N/A | 0 | #N/A | EQ SST-1,0-2,0kg |  |  | 2813960001 | #N/A | #N/A | #N/A | #N/A | 2813436280 | Pipe end adapter D28-D22 | #N/A | #N/A | 23.04 | 23.45 |  |  | 2813910052 | C SC-U-16-25MM | 1.11 | 2813436280 | Pipe end adapter D28-D22 | 23.45 | 2813211300 | THREADED AD. D18-3/4 ISO7R M | 13.71
2813960002 | #N/A | 0 | #N/A | EQ SST-2,0-3,0kg |  |  | 2813960002 | #N/A | #N/A | #N/A | #N/A | 2813440000 | AL Pipe D28 5,7m | #N/A | #N/A | 82.52 | 83.99 |  |  | 2813910053 | C SC-U-20-32MM | 1.17 | 2813440000 | AL Pipe D28 5,7m | 83.99 | 2813211780 | NIPPLE SOCKET D18 3/4 ISO7R M | 15.18
2813960003 | #N/A | 0 | #N/A | EQ SST-2,0-4,0kg |  |  | 2813960003 | #N/A | #N/A | #N/A | #N/A | 2813442200 | Pipe clamp D28 | #N/A | #N/A | 72.98 | 74.27 |  |  | 2813910054 | C HN-U-1/4 M X 6MM | 2.52 | 2813442200 | Pipe clamp D28 | 74.27 | 2813211980 | NIPPLE SOCKET D18 3/4 ISO228 F | 18.84
2813960004 | #N/A | 0 | #N/A | EQ SST-4,0-6,0kg |  |  | 2813960004 | #N/A | #N/A | #N/A | #N/A | 2813442800 | Disassembly clip D28 | #N/A | #N/A | 5.51 | 5.61 |  |  | 2813910055 | C HN-U-1/4 M X 9MM | 4.43 | 2813442800 | Disassembly clip D28 | 5.61 | 2813220000 | PA Pipe D18 10m | 134.8
2813960005 | #N/A | 0 | #N/A | EQ SST-6,0-8,0kg |  |  | 2813960005 | #N/A | #N/A | #N/A | #N/A | 2813910000 | C PN-S-E-1/4"m | 4.53 | 4.53 | 3.97 | 4.04 |  |  | 2813910056 | C HN-U-3/8 M X 6MM | 2.8 | 2813910000 | C PN-S-E-1/4"m | 4.04 | 2813222800 | Disassembly clip D18 | 7.84
2813960006 | #N/A | 0 | #N/A | EQ SST-PUR-8bar-6-4/1,4m-0,8kg |  |  | 2813960006 | #N/A | #N/A | #N/A | #N/A | 2813910001 | C PN-S-E-3/8"m | 5.35 | 5.35 | 4.69 | 4.77 |  |  | 2813910057 | C HN-U-3/8 M X 9MM | 3.04 | 2813910001 | C PN-S-E-3/8"m | 4.77 | 2813230000 | PA UV Pipe D18 25m | 294.94
2813960007 | #N/A | 0 | #N/A | EQ SST-PUR-8bar-6-4/1,4m-1,5kg |  |  | 2813960007 | #N/A | #N/A | #N/A | #N/A | 2813910002 | C PN-S-E-1/2"m | 10.34 | 10.34 | 9.07 | 9.23 |  |  | 2813910058 | C HN-U-3/8 M X 13MM | 3.49 | 2813910002 | C PN-S-E-1/2"m | 9.23 | 2813240000 | AL Pipe D18 5.7m | 50.38
2813960008 | #N/A | 0 | #N/A | EQ SST-PUR-8bar-6-4/1,4m-2,5kg |  |  | 2813960008 | #N/A | #N/A | #N/A | #N/A | 2813910003 | C PN-S-E-1/4"f | 5.59 | 5.59 | 4.9 | 4.99 |  |  | 2813910059 | C HN-U-1/2 M X 6MM | 5.34 | 2813910003 | C PN-S-E-1/4"f | 4.99 | 2813300000 | PA PIPE D22 5.7M | 107.89
2813960009 | #N/A | 0 | #N/A | EQ EB-PVC-2QRC-SF-15bar-6*230V |  |  | 2813960009 | #N/A | #N/A | #N/A | #N/A | 2813910004 | C PN-S-E-3/8"f | 10.92 | 10.92 | 9.58 | 9.75 |  |  | 2813910060 | C HN-U-1/2 M X 9MM | 5.81 | 2813910004 | C PN-S-E-3/8"f | 9.75 | 2813300280 | Equal socket D22 | 10.7
2813960010 | #N/A | 0 | #N/A | EQ EB-PVC-2QRC-SF-15bar-6*230V-1*400V |  |  | 2813960010 | #N/A | #N/A | #N/A | #N/A | 2813910005 | C PN-S-E-1/2"f | 18.55 | 18.55 | 16.27 | 16.56 |  |  | 2813910061 | C HN-U-1/2 M X 13MM | 5.94 | 2813910005 | C PN-S-E-1/2"f | 16.56 | 2813300281 | Sliding equal socket D22 | 37.32
2813960011 | #N/A | 0 | #N/A | EQ EB-PVC-QRC-SF-12bar-3*230V |  |  | 2813960011 | #N/A | #N/A | #N/A | #N/A | 2813910006 | C PN-S-E-6mm | 8.54 | 8.54 | 7.49 | 7.62 |  |  | 2813910062 | C HN-U-1/4 F X 6MM | 4.04 | 2813910006 | C PN-S-E-6mm | 7.62 | 2813300380 | 90 DEG ELBOW D22 | 14.54
| #N/A | [6 empty] | #N/A |  |  |  | 2813910007 | C PN-S-E-9mm | 5.8 | 5.8 | 5.09 | 5.18 |  |  | 2813910063 | C HN-U-1/4 F X 9MM | 3.16 | 2813910007 | C PN-S-E-9mm | 5.18 | 2813300480 | 45 DEG ELBOW D22 | 11.07
| #N/A |  |  | STAINLESS STEEL AIRnet |  |  |  | #N/A |  |  |  | 2813910008 | C PN-S-E-13mm | 3.81 | 3.81 | 3.34 | 3.4 |  |  | 2813910064 | C HN-U-3/8 F X 6MM | 4.09 | 2813910008 | C PN-S-E-13mm | 3.4 | 2813300580 | Equal tee D22 | 19.79
2812003001 | 2135.07 | 0 | 2348.58 | TOOL PRESS D15-D54 110V |  |  | 2812003001 | 2135.07 | 2348.58 | 2348.58 | 2348.577 | 2813910009 | C QRC-S-E-1/4"m | 41.26 | 41.26 | 36.19 | 36.83 |  |  | 2813910065 | C HN-U-3/8 F X 9MM | 4.04 | 2813910009 | C QRC-S-E-1/4"m | 36.83 | 2813300680 | End cap D22 | 24.42
2812002980 | 10.99 | 0 | 12.09 | MARKER |  |  | 2812002980 | 10.99 | 12.09 | 12.09 | 12.089 | 2813910010 | C QRC-S-E-3/8"m | 41.26 | 41.26 | 36.19 | 36.83 |  |  | 2813910066 | C HN-U-1/2 F X 9MM | 7.99 | 2813910010 | C QRC-S-E-3/8"m | 36.83 | 2813301300 | THREADED AD. D22-1/2 ISO7R M | 20.03
2812004000 | 130.25 | 0 | 143.28 | TOOL CUTTER MANUAL D15-D54 |  |  | 2812004000 | 130.25 | 143.28 | 143.28 | 143.275 | 2813910011 | C QRC-S-E-1/2"m | 50.21 | 50.21 | 44.04 | 44.82 |  |  | 2813910067 | C HN-U-1/2 F X 13MM | 7.25 | 2813910011 | C QRC-S-E-1/2"m | 44.82 | 2813301780 | NIPPLE SOCKET D22 1/2 ISO7R M | 16.93
2812004600 | 642.58 | 0 | 706.84 | DEMO BOX |  |  | 2812004600 | 642.58 | 706.84 | 706.84 | 706.838 | 2813910012 | C QRC-S-E-1/4"f | 41.25 | 41.25 | 36.18 | 36.82 |  |  | 2813910068 | C HOC-U-6MM | 2.35 | 2813910012 | C QRC-S-E-1/4"f | 36.82 | 2813301980 | NIPPLE SOCKET D22 1/2 ISO228 F | 24.3
2812004601 | 783.03 | 0 | 861.33 | DEMO BOX EMPTY |  |  | 2812004601 | 783.03 | 861.33 | 861.33 | 861.333 | 2813910013 | C QRC-S-E-3/8"f | 41.25 | 41.25 | 36.18 | 36.82 |  |  | 2813910069 | C HOC-U-9MM | 2.6 | 2813910013 | C QRC-S-E-3/8"f | 36.82 | 2813302200 | Pipe clip D22 | 16.16
2812004602 | 3.73 | 0 | 4.1 | PIPE STRAIGHT D35 DEMOBOX |  |  | 2812004602 | 3.73 | 4.1 | 4.1 | 4.103 | 2813910014 | C QRC-S-E-1/2"f | 41.26 | 41.26 | 36.19 | 36.83 |  |  | 2813910070 | C DN-U-1/4+M X 1/8+M | 2.44 | 2813910014 | C QRC-S-E-1/2"f | 36.83 | 2813302800 | Disassembly pliers D22 | 15.09
2812004603 | 3.73 | 0 | 4.1 | PIPE STRAIGHT D42 DEMOBOX |  |  | 2812004603 | 3.73 | 4.1 | 4.1 | 4.103 | 2813910015 | C QRC-S-E-6mm | 41.26 | 41.26 | 36.19 | 36.83 |  |  | 2813910071 | C DN-U-1/4+M X 1/4+M | 2.18 | 2813910015 | C QRC-S-E-6mm | 36.83 | 2813305180 | Ball valve D22 | 110.19
2812013001 | 5982.12 | 0 | 6580.33 | TOOL PRESS D76-D108 110V |  |  | 2812013001 | 5982.12 | 6580.33 | 6580.33 | 6580.332 | 2813910016 | C QRC-S-E-9mm | 41.26 | 41.26 | 36.19 | 36.83 |  |  | 2813910072 | C DN-U-3/8+M X 1/4+M | 4.3 | 2813910016 | C QRC-S-E-9mm | 36.83 | 2813310000 | PA Pipe D22 25m | 447.79
2812014000 | 31.25 | 0 | 34.38 | TOOL CUTTER MANUAL SPARE BLADE |  |  | 2812014000 | 31.25 | 34.38 | 34.38 | 34.375 | 2813910017 | C QRC-S-E-13mm | 41.26 | 41.26 | 36.19 | 36.83 |  |  | 2813910073 | C DN-U-3/8+M X 3/8+M | 2.82 | 2813910017 | C QRC-S-E-13mm | 36.83 | 2813310381 | 90 DEG ELBOW D22-3/4 ISO7R M | 47.67
2812022800 | 1026.43 | 0 | 1129.07 | TOOL BATTERY |  |  | 2812022800 | 1026.43 | 1129.07 | 1129.07 | 1129.073 | 2813910018 | C QRC-SF-E-1/4"m | 63.26 | 63.26 | 55.49 | 56.48 |  |  | 2813910074 | C DN-U-1/2+M X 3/8+M | 3.57 | 2813910018 | C QRC-SF-E-1/4"m | 56.48 | 2813310780 | Reduction tee D22 D15 D22 | 22.97
2812024080 | 3364.57 | 0 | 3701.03 | TOOL CUT EL. KIT D28-D108 220V |  |  | 2812024080 | 3364.57 | 3701.03 | 3701.03 | 3701.027 | 2813910019 | C QRC-SF-E-3/8"m | 63.26 | 63.26 | 55.49 | 56.48 |  |  | 2813910075 | C DN-U-1/2+M X 1/2+M | 5.06 | 2813910019 | C QRC-SF-E-3/8"m | 56.48 | 2813311300 | THREADED AD. D22-3/4 ISO7R M | 20.96
2812024081 | 1869.9 | 0 | 2056.89 | TOOL CUTTER EL. D28-D108 220V |  |  | 2812024081 | 1869.9 | 2056.89 | 2056.89 | 2056.89 | 2813910020 | C QRC-SF-E-1/2"m | 76.97 | 76.97 | 67.52 | 68.71 |  |  | 2813910076 | C RE-U-1/4 M X 1/8 F | 2.52 | 2813910020 | C QRC-SF-E-1/2"m | 68.71 | 2813311780 | NIPPLE SOCKET D22 3/4 ISO7R M | 17.83
2812043001 | 228.57 | 0 | 251.43 | TOOL CHARGER 110V |  |  | 2812043001 | 228.57 | 251.43 | 251.43 | 251.427 | 2813910021 | C QRC-SF-E-1/4"f | 63.26 | 63.26 | 55.49 | 56.48 |  |  | 2813910077 | C RE-U-3/8 M X 1/4 F | 3.15 | 2813910021 | C QRC-SF-E-1/4"f | 56.48 | 2813311980 | NIPPLE SOCKET D22 3/4 ISO228 F | 24.16
2812034000 | 1754.03 | 0 | 1929.43 | TOOL CUTTER EL. D28-D108 110V |  |  | 2812034000 | 1754.03 | 1929.43 | 1929.43 | 1929.433 | 2813910022 | C QRC-SF-E-3/8"f | 63.29 | 63.29 | 55.52 | 56.5 |  |  | 2813910078 | C RE-U-1/2 M X 3/8 F | 5.54 | 2813910022 | C QRC-SF-E-3/8"f | 56.5 | 2813316280 | Pipe end adapter D22-D15 | 7.65
2812034080 | 3364.57 | 0 | 3701.03 | TOOL CUT EL. KIT D28-D108 110V |  |  | 2812034080 | 3364.57 | 3701.03 | 3701.03 | 3701.027 | 2813910023 | C QRC-SF-E-1/2"f | 63.26 | 63.26 | 55.49 | 56.48 |  |  | 2813910079 | C RN-U-1/4 M X 3/8 F | 4.25 | 2813910023 | C QRC-SF-E-1/2"f | 56.48 | 2813320000 | PA UV PIPE D22 5.7M | 107.89
2812034081 | 1869.9 | 0 | 2056.89 | TOOL CUTTER EL. D28-D108 110V |  |  | 2812034081 | 1869.9 | 2056.89 | 2056.89 | 2056.89 | 2813910024 | C QRC-SF-E-6mm | 63.29 | 63.29 | 55.52 | 56.5 |  |  | 2813910080 | C RN-U-3/8 M X 1/2 F | 6.44 | 2813910024 | C QRC-SF-E-6mm | 56.5 | 2813320780 | Reduction tee D22 D18 D22 | 41.1
2812042801 | 519.48 | 0 | 571.43 | TOOL CABLE 110V |  |  | 2812042801 | 519.48 | 571.43 | 571.43 | 571.428 | 2813910025 | C QRC-SF-E-9mm | 63.26 | 63.26 | 55.49 | 56.48 |  |  | 2813910081 | C MU-1/4 F | 3.03 | 2813910025 | C QRC-SF-E-9mm | 56.48 | 2813326280 | Pipe end adapter D22-D18 | 8.69
2812064000 | 127.24 | 0 | 139.96 | TOOL CUTTER EL. CUTTING WHEEL |  |  | 2812064000 | 127.24 | 139.96 | 139.96 | 139.964 | 2813910026 | C QRC-SF-E-13mm | 63.26 | 63.26 | 55.49 | 56.48 |  |  | 2813910082 | C MU-3/8 F | 4.17 | 2813910026 | C QRC-SF-E-13mm | 56.48 | 2813330000 | PA UV Pipe D22 25m | 399.82
2812074000 | 407.58 | 0 | 448.34 | TOOL CUTTER EL. WHEEL STAND |  |  | 2812074000 | 407.58 | 448.34 | 448.34 | 448.338 | 2813910027 | C QRC-E-1/4"m | 8.21 | 8.21 | 7.2 | 7.33 |  |  | 2813910083 | C MU-1/2 F | 6.2 | 2813910027 | C QRC-E-1/4"m | 7.33 | 2813332200 | Pipe clamp D22 | 10.31
2812084000 | 419.69 | 0 | 461.66 | TOOL CUTTER EL. PIPE SUPPORT |  |  | 2812084000 | 419.69 | 461.66 | 461.66 | 461.659 | 2813910028 | C QRC-E-3/8"m | 8.21 | 8.21 | 7.2 | 7.33 |  |  | 2813910084 | C QRC-U-1/4 M | 12.81 | 2813910028 | C QRC-E-3/8"m | 7.33 | 2813332800 | Disassembly clip D22 | 4.87
2812094000 | 422.77 | 0 | 465.05 | TOOL CUTTER EL. SPARE ROLLERS |  |  | 2812094000 | 422.77 | 465.05 | 465.05 | 465.047 | 2813910029 | C QRC-E-1/2"m | 8.39 | 8.39 | 7.36 | 7.49 |  |  | 2813910085 | C QRC-U-3/8 M | 12.81 | 2813910029 | C QRC-E-1/2"m | 7.49 | 2813340000 | AL Pipe D22 5.7m | 74.65
2812103000 | 212.26 | 0 | 233.49 | TOOL JAW D15 |  |  | 2812103000 | 212.26 | 233.49 | 233.49 | 233.486 | 2813910030 | C QRC-E-1/4"f | 8.21 | 8.21 | 7.2 | 7.32 |  |  | 2813910086 | C QRC-U-1/2 M | 13.78 | 2813910030 | C QRC-E-1/4"f | 7.32 | 2813400000 | PA PIPE D28 5.7M | 182.18
2812203000 | 216.91 | 0 | 238.6 | TOOL JAW D28 |  |  | 2812203000 | 216.91 | 238.6 | 238.6 | 238.601 | 2813910031 | C QRC-E-3/8"f | 8.46 | 8.46 | 7.42 | 7.55 |  |  | 2813910087 | C QRC-U-1/4 F | 13.16 | 2813910031 | C QRC-E-3/8"f | 7.55 | 2813400280 | Equal socket D28 | 21.72
2812303000 | 218.7 | 0 | 240.57 | TOOL JAW D35 |  |  | 2812303000 | 218.7 | 240.57 | 240.57 | 240.57 | 2813910032 | C QRC-E-1/2"f | 8.69 | 8.69 | 7.62 | 7.75 |  |  | 2813910088 | C QRC-U-3/8 F | 13.16 | 2813910032 | C QRC-E-1/2"f | 7.75 | 2813400281 | Sliding equal socket D28 | 41.39
2812403000 | 1052.73 | 0 | 1158 | TOOL COLLAR D42 |  |  | 2812403000 | 1052.73 | 1158 | 1158 | 1158.003 | 2813910033 | C QRC-E-6mm | 8.82 | 8.82 | 7.74 | 7.88 |  |  | 2813910089 | C QRC-U-1/2 F | 14.14 | 2813910033 | C QRC-E-6mm | 7.88 | 2813400380 | 90 DEG ELBOW D28 | 27.83
2812453000 | 273.37 | 0 | 300.71 | TOOL ADAPTER D42-D54 |  |  | 2812453000 | 273.37 | 300.71 | 300.71 | 300.707 | 2813910034 | C QRC-E-9mm | 8.8 | 8.8 | 7.72 | 7.85 |  |  | 2813910090 | C QRC-U-6MM | 13.16 | 2813910034 | C QRC-E-9mm | 7.85 | 2813400480 | 45 DEG ELBOW D28 | 31.24
2812503000 | 1075.86 | 0 | 1183.45 | TOOL COLLAR D54 |  |  | 2812503000 | 1075.86 | 1183.45 | 1183.45 | 1183.446 | 2813910035 | C QRC-E-13mm | 9.91 | 9.91 | 8.69 | 8.84 |  |  | 2813910091 | C QRC-U-9MM | 13.16 | 2813910035 | C QRC-E-13mm | 8.84 | 2813400580 | Equal tee D28 | 26.33
2812603000 | 1893.35 | 0 | 2082.69 | TOOL COLLAR D76 |  |  | 2812603000 | 1893.35 | 2082.69 | 2082.69 | 2082.685 | 2813910036 | C 2QRC-E-1/4"f | 31.1 | 31.1 | 27.28 | 27.76 |  |  | 2813910092 | C QRC-U-13MM | 13.16 | 2813910036 | C 2QRC-E-1/4"f | 27.76 | 2813400680 | End cap D28 | 35.83
2812703000 | 1937.57 | 0 | 2131.33 | TOOL COLLAR D89 |  |  | 2812703000 | 1937.57 | 2131.33 | 2131.33 | 2131.327 | 2813910037 | C 3QRC-E-1/4"f | 43.39 | 43.39 | 38.06 | 38.73 |  |  | 2813920000 | FRL PR-1/4 F | 64.84 | 2813910037 | C 3QRC-E-1/4"f | 38.73 | 2813402200 | Pipe clip D28 | 19.93
2812803000 | 2536.36 | 0 | 2790 | TOOL COLLAR D108 |  |  | 2812803000 | 2536.36 | 2790 | 2790 | 2789.996 | 2813910038 | C PN-E-6mm | 1.64 | 1.64 | 1.44 | 1.46 |  |  | 2813920001 | FRL PR-3/8 F | 86.33 | 2813910038 | C PN-E-6mm | 1.46 | 2813402800 | Disassembly pliers D28 | 16.27
2812017200 | 12.24 | 0 | 10.4 | BOLT ADAPTOR M6-3/8 INCH UNC |  |  | 2812017200 | 12.24 | 10.4 | 10.4 | 10.404 | 2813910039 | C PN-E-9mm | 1.64 | 1.64 | 1.44 | 1.46 |  |  | 2813920002 | FRL PR-1/2 F | 82.65 | 2813910039 | C PN-E-9mm | 1.46 | 2813405180 | Ball valve D28 | 161.76
2812027200 | 9.41 | 0 | 8 | BOLT ADAPTOR M8-3/8 INCH UNC |  |  | 2812027200 | 9.41 | 8 | 8 | 7.9985 | 2813910040 | C PN-E-13mm | 2.42 | 2.42 | 2.12 | 2.16 |  |  | 2813920003 | FRL PR-3/4 F | 212.09 | 2813910040 | C PN-E-13mm | 2.16 | 2813410000 | PA Pipe D28 25m | 762.21
2812037200 | 9.41 | 0 | 8 | BOLT ADAPTOR M10-3/8 INCH UNC |  |  | 2812037200 | 9.41 | 8 | 8 | 7.9985 | 2813910041 | C PN-E-1/4"m | 2.55 | 2.55 | 2.24 | 2.28 |  |  | 2813920004 | FRL PR-3/4 F NPT | 225.8 | 2813910041 | C PN-E-1/4"m | 2.28 | 2813420381 | 90 DEG ELBOW D28-1 ISO7R M | 69.8
2812100000 | 137.1 | 0 | 116.54 | PIPE 304L D15 x1 |  |  | 2812100000 | 137.1 | 116.54 | 116.54 | 116.535 | 2813910042 | C PN-E-3/8"m | 2.95 | 2.95 | 2.59 | 2.63 |  |  | 2813920005 | FRL PR-1 F | 214.23 | 2813910042 | C PN-E-3/8"m | 2.63 | 2813420780 | Reduction tee D28 D18 D28 | 50.66
2812100100 | 149.4 | 0 | 126.99 | PIPE 316L D15 x1 |  |  | 2812100100 | 149.4 | 126.99 | 126.99 | 126.99 | 2813910043 | C PN-E-1/2"m | 4.69 | 4.69 | 4.11 | 4.19 |  |  | 2813920006 | FRL PR-1 F NPT | 227.99 | 2813910043 | C PN-E-1/2"m | 4.19 | 2813421300 | THREADED AD. D28-1 ISO7R M | 30.7
2812100200 | 39.2 | 0 | 33.32 | EQUAL SOCKET 316L D15 |  |  | 2812100200 | 39.2 | 33.32 | 33.32 | 33.32 | 2813910044 | C PN-E-1/4"f | 2.87 | 2.87 | 2.52 | 2.57 |  |  | 2813920007 | FRL WS-1/4 F | 44.28 | 2813910044 | C PN-E-1/4"f | 2.57 | 2813421780 | NIPPLE SOCKET D28 1 ISO7R M | 22.29
2812100302 | 42.83 | 0 | 36.41 | ELBOW 90 DEG 316L D15 |  |  | 2812100302 | 42.83 | 36.41 | 36.41 | 36.4055 | 2813910045 | C PN-E-3/8"f | 3.65 | 3.65 | 3.2 | 3.25 |  |  | 2813920008 | FRL WS-3/8 F | 66.99 | 2813910045 | C PN-E-3/8"f | 3.25 | 2813421980 | NIPPLE SOCKET D28 1 ISO228 F | 33.14
2812100402 | 41.29 | 0 | 35.1 | ELBOW 45 DEG 316L D15 |  |  | 2812100402 | 41.29 | 35.1 | 35.1 | 35.0965 | 2813910046 | C PN-E-1/2"f | 4.64 | 4.64 | 4.07 | 4.14 |  |  | 2813920009 | FRL WS-1/2 F | 70.89 | 2813910046 | C PN-E-1/2"f | 4.14 | 2813426280 | Pipe end adapter D28-D18 | 22.19
2812100500 | 57.6 | 0 | 48.96 | EQUAL TEE 316L D15 |  |  | 2812100500 | 57.6 | 48.96 | 48.96 | 48.96 | 2813910047 | C HC-U-11-13mm | 0.48 | 0.48 | 0.42 | 0.42 |  |  | 2813920010 | FRL WS-3/4 F | 155.75 | 2813910047 | C HC-U-11-13mm | 0.42 | 2813430780 | Reduction tee D28 D22 D28 | 44.57
2812100600 | 37.65 | 0 | 32 | END CAP 316L D15 |  |  | 2812100600 | 37.65 | 32 | 32 | 32.0025 | 2813910048 | C HC-U-13-15mm | 0.51 | 0.51 | 0.45 | 0.46 |  |  | 2813920011 | FRL WS-3/4 F NPT | 185.48 | 2813910048 | C HC-U-13-15mm | 0.46 | 2813430781 | REDUCTION TEE D28 D22 D22 | 48.93
2812100900 | 74.11 | 0 | 62.99 | RED TEE 316L D15X1/2 NPT |  |  | 2812100900 | 74.11 | 62.99 | 62.99 | 62.9935 | 2813910049 | C HC-U-15-18mm | 0.58 | 0.58 | 0.51 | 0.52 |  |  | 2813920012 | FRL WS-1 F | 160.84 | 2813910049 | C HC-U-15-18mm | 0.52 | 2813436280 | Pipe end adapter D28-D22 | 23.04
2812101800 | 69.72 | 0 | 59.26 | NIPPLE 316L D15X1/2 NPT M |  |  | 2812101800 | 69.72 | 59.26 | 59.26 | 59.262 | 2813910050 | C SC-U-10-16mm | 1.06 | 1.06 | 0.93 | 0.94 |  |  | 2813920013 | FRL WS-1 F NPT | 193.5 | 2813910050 | C SC-U-10-16mm | 0.94 | 2813440000 | AL Pipe D28 5.7m | 82.52
2812102220 | 114.36 | 0 | 97.21 | PIPE CLIP 304 D15 M8 20X |  |  | 2812102220 | 114.36 | 97.21 | 97.21 | 97.206 | 2813910051 | C SC-U-12-20mm | 1.07 | 1.07 | 0.94 | 0.96 |  |  | 2813920014 | FRL FPR-1/4 F | 87.89 | 2813910051 | C SC-U-12-20mm | 0.96 | 2813442200 | Pipe clamp D28 | 72.98
2812104000 | 75.72 | 0 | 64.36 | WALLMOUNT 316L D15X1/2 ISO228 |  |  | 2812104000 | 75.72 | 64.36 | 64.36 | 64.362 | 2813910052 | C SC-U-16-25mm | 1.11 | 1.11 | 0.97 | 0.99 |  |  | 2813920015 | FRL FPR-3/8 F | 117.75 | 2813910052 | C SC-U-16-25mm | 0.99 | 2813442800 | Disassembly clip D28 | 5.51
2812104100 | 80.53 | 0 | 68.45 | WALLMOUNT 316L D15X1/2NPT |  |  | 2812104100 | 80.53 | 68.45 | 68.45 | 68.4505 | 2813910053 | C SC-U-20-32mm | 1.17 | 1.17 | 1.03 | 1.05 |  |  | 2813920016 | FRL FPR-1/2 F | 117.75 | 2813910053 | C SC-U-20-32mm | 1.05 | 2813910000 | C PN-S-E-1/4 M | 3.97
2812105100 | 186.03 | 0 | 158.13 | BALL VALVE 316L D15 |  |  | 2812105100 | 186.03 | 158.13 | 158.13 | 158.1255 | 2813910054 | C HN-U-1/4"m x 6mm | 2.52 | 2.52 | 2.21 | 2.25 |  |  | 2813920017 | FRL FPR-3/4 F | 201.96 | 2813910054 | C HN-U-1/4"m x 6mm | 2.25 | 2813910001 | C PN-S-E-3/8 M | 4.69
2812105400 | 78.25 | 0 | 66.51 | ASS. FLANGE 316L D15 DIN PN16 |  |  | 2812105400 | 78.25 | 66.51 | 66.51 | 66.5125 | 2813910055 | C HN-U-1/4"m x 9mm | 4.43 | 4.43 | 3.89 | 3.96 |  |  | 2813920018 | FRL FPR-3/4 F NPT | 215.1 | 2813910055 | C HN-U-1/4"m x 9mm | 3.96 | 2813910002 | C PN-S-E-1/2 M | 9.07
2812105500 | 259.62 | 0 | 220.68 | COMPENSATOR 316L D15 PN10 |  |  | 2812105500 | 259.62 | 220.68 | 220.68 | 220.677 | 2813910056 | C HN-U-3/8"m x 6mm | 2.8 | 2.8 | 2.46 | 2.51 |  |  | 2813920019 | FRL FPR-1 F | 201.96 | 2813910056 | C HN-U-3/8"m x 6mm | 2.51 | 2813910003 | C PN-S-E-1/4 F | 4.9
2812106520 | 46.97 | 0 | 39.92 | KIT SEAL D15 20PCS |  |  | 2812106520 | 46.97 | 39.92 | 39.92 | 39.9245 | 2813910057 | C HN-U-3/8"m x 9mm | 3.04 | 3.04 | 2.67 | 2.71 |  |  | 2813920020 | FRL FPR-1 F NPT | 215.6 | 2813910057 | C HN-U-3/8"m x 9mm | 2.71 | 2813910004 | C PN-S-E-3/8 F | 9.58
2812106700 | 108.38 | 0 | 92.12 | SWAN NECK 316L D15 |  |  | 2812106700 | 108.38 | 92.12 | 92.12 | 92.123 | 2813910058 | C HN-U-3/8"m x 13mm | 3.49 | 3.49 | 3.06 | 3.12 |  |  | 2813920021 | FRL MO-1/4 F | 59.53 | 2813910058 | C HN-U-3/8"m x 13mm | 3.12 | 2813910005 | C PN-S-E-1/2 F | 16.27
2812111400 | 71.24 | 0 | 60.55 | ASS. UNION 316L D15X1/2 NPT F |  |  | 2812111400 | 71.24 | 60.55 | 60.55 | 60.554 | 2813910059 | C HN-U-1/2"m x 6mm | 5.34 | 5.34 | 4.68 | 4.76 |  |  | 2813920022 | FRL MO-3/8 F | 77.27 | 2813910059 | C HN-U-1/2"m x 6mm | 4.76 | 2813910006 | C PN-S-E-6MM | 7.49
2812111800 | 69.72 | 0 | 59.26 | NIPPLE 316L D15X3/4 NPT M |  |  | 2812111800 | 69.72 | 59.26 | 59.26 | 59.262 | 2813910060 | C HN-U-1/2"m x 9mm | 5.81 | 5.81 | 5.1 | 5.19 |  |  | 2813920023 | FRL MO-1/2 F | 75.68 | 2813910060 | C HN-U-1/2"m x 9mm | 5.19 | 2813910007 | C PN-S-E-9MM | 5.09
2812112000 | 67.04 | 0 | 56.98 | NIPPLE 316L D15X3/4 NPT F |  |  | 2812112000 | 67.04 | 56.98 | 56.98 | 56.984 | 2813910061 | C HN-U-1/2"m x 13mm | 5.94 | 5.94 | 5.21 | 5.3 |  |  | 2813920024 | FRL MO-3/4 F | 201.02 | 2813910061 | C HN-U-1/2"m x 13mm | 5.3 | 2813910008 | C PN-S-E-13MM | 3.34
2812112220 | 215.22 | 0 | 182.94 | PIPE CLIP 304 D15 3/8UNC 20X |  |  | 2812112220 | 215.22 | 182.94 | 182.94 | 182.937 | 2813910062 | C HN-U-1/4"f x 6mm | 4.04 | 4.04 | 3.54 | 3.6 |  |  | 2813920025 | FRL MO-1 F | 207.63 | 2813910062 | C HN-U-1/4"f x 6mm | 3.6 | 2813910009 | C QRC-S-E-1/4 M | 36.19
2812115400 | 83.25 | 0 | 70.76 | ASS. FLANGE 316L D15 ANSI COMP |  |  | 2812115400 | 83.25 | 70.76 | 70.76 | 70.7625 | 2813910063 | C HN-U-1/4"f x 9mm | 3.16 | 3.16 | 2.77 | 2.82 |  |  | 2813920026 | FRL FPR-MO-1/4 F | 151.11 | 2813910063 | C HN-U-1/4"f x 9mm | 2.82 | 2813910010 | C QRC-S-E-3/8 M | 36.19
2812200000 | 226.55 | 0 | 192.57 | PIPE 304L D28 x1 |  |  | 2812200000 | 226.55 | 192.57 | 192.57 | 192.5675 | 2813910064 | C HN-U-3/8"f x 6mm | 4.09 | 4.09 | 3.59 | 3.66 |  |  | 2813920027 | FRL FPR-MO-3/8 F | 185.63 | 2813910064 | C HN-U-3/8"f x 6mm | 3.66 | 2813910011 | C QRC-S-E-1/2 M | 44.04
2812200100 | 269.61 | 0 | 229.17 | SEAL FKM D28 70 SHORE A |  |  | 2812200100 | 269.61 | 229.17 | 229.17 | 229.1685 | 2813910065 | C HN-U-3/8"f x 9mm | 4.04 | 4.04 | 3.54 | 3.6 |  |  | 2813920028 | FRL FPR-MO-1/2 F | 201.02 | 2813910065 | C HN-U-3/8"f x 9mm | 3.6 | 2813910012 | C QRC-S-E-1/4 F | 36.18
2812200100 | 269.61 | 0 | 229.17 | PIPE 316L D28 x1 |  |  | 2812200100 | 269.61 | 229.17 | 229.17 | 229.1685 | 2813910066 | C HN-U-1/2"f x 9mm | 7.99 | 7.99 | 7.01 | 7.13 |  |  | 2813920029 | FRL FPR-MO-3/4 F | 322.57 | 2813910066 | C HN-U-1/2"f x 9mm | 7.13 | 2813910013 | C QRC-S-E-3/8 F | 36.18
2812200200 | 73.07 | 0 | 62.11 | EQUAL SOCKET 316L D28 |  |  | 2812200200 | 73.07 | 62.11 | 62.11 | 62.1095 | 2813910067 | C HN-U-1/2"f x 13mm | 7.25 | 7.25 | 6.36 | 6.48 |  |  | 2813920030 | FRL FPR-MO-3/4 F NPT | 384.26 | 2813910067 | C HN-U-1/2"f x 13mm | 6.48 | 2813910014 | C QRC-S-E-1/2 F | 36.19
2812200302 | 80.06 | 0 | 68.05 | ELBOW 90 DEG 316L D28 |  |  | 2812200302 | 80.06 | 68.05 | 68.05 | 68.051 | 2813910068 | C HOC-U-6mm | 2.35 | 2.35 | 2.06 | 2.09 |  |  | 2813920031 | FRL FPR-MO-1 F | 329.14 | 2813910068 | C HOC-U-6mm | 2.09 | 2813910015 | C QRC-S-E-6MM | 36.19
2812200402 | 77.08 | 0 | 65.52 | ELBOW 45 DEG 316L D28 |  |  | 2812200402 | 77.08 | 65.52 | 65.52 | 65.518 | 2813910069 | C HOC-U-9mm | 2.6 | 2.6 | 2.28 | 2.32 |  |  | 2813920032 | FRL FPR-MO-1 F NPT | 392.15 | 2813910069 | C HOC-U-9mm | 2.32 | 2813910016 | C QRC-S-E-9MM | 36.19
2812200500 | 101.69 | 0 | 86.44 | EQUAL TEE 316L D28 |  |  | 2812200500 | 101.69 | 86.44 | 86.44 | 86.4365 | 2813910070 | C DN-U-1/4"m x 1/8"m | 2.44 | 2.44 | 2.14 | 2.17 |  |  | 2813920033 | FRL PR-1/4 F NPT | 74.25 | 2813910070 | C DN-U-1/4"m x 1/8"m | 2.17 | 2813910017 | C QRC-S-E-13MM | 36.19
2812200600 | 70.24 | 0 | 59.7 | END CAP 316L D28 |  |  | 2812200600 | 70.24 | 59.7 | 59.7 | 59.704 | 2813910071 | C DN-U-1/4"m x 1/4"m | 2.18 | 2.18 | 1.91 | 1.94 |  |  | 2813920034 | FRL PR-3/8 F NPT | 98.9 | 2813910071 | C DN-U-1/4"m x 1/4"m | 1.94 | 2813910018 | C QRC-SF-E-1/4 M | 55.49
2812202220 | 124.37 | 0 | 105.71 | PIPE CLIP 304 D28 M8 20X |  |  | 2812202220 | 124.37 | 105.71 | 105.71 | 105.7145 | 2813910072 | C DN-U-3/8"m x 1/4"m | 4.3 | 4.3 | 3.77 | 3.84 |  |  | 2813920035 | FRL PR-1/2 F NPT | 110.26 | 2813910072 | C DN-U-3/8"m x 1/4"m | 3.84 | 2813910019 | C QRC-SF-E-3/8 M | 55.49
2812205100 | 283.97 | 0 | 241.37 | BALL VALVE 316L D28 |  |  | 2812205100 | 283.97 | 241.37 | 241.37 | 241.3745 | 2813910073 | C DN-U-3/8"m x 3/8"m | 2.82 | 2.82 | 2.47 | 2.52 |  |  | 2813920036 | FRL WS-1/4 F NPT | 44.28 | 2813910073 | C DN-U-3/8"m x 3/8"m | 2.52 | 2813910020 | C QRC-SF-E-1/2 M | 67.52
2812205500 | 402.74 | 0 | 342.33 | COMPENSATOR 316L D28 PN10 |  |  | 2812205500 | 402.74 | 342.33 | 342.33 | 342.329 | 2813910074 | C DN-U-1/2"m x 3/8"m | 3.57 | 3.57 | 3.13 | 3.19 |  |  | 2813920037 | FRL WS-3/8 F NPT | 66.98 | 2813910074 | C DN-U-1/2"m x 3/8"m | 3.19 | 2813910021 | C QRC-SF-E-1/4 F | 55.49
2812206520 | 69.72 | 0 | 59.26 | KIT SEAL D28 20PCS |  |  | 2812206520 | 69.72 | 59.26 | 59.26 | 59.262 | 2813910075 | C DN-U-1/2"m x 1/2"m | 5.06 | 5.06 | 4.44 | 4.52 |  |  | 2813920038 | FRL WS-1/2 F NPT | 70.92 | 2813910075 | C DN-U-1/2"m x 1/2"m | 4.52 | 2813910022 | C QRC-SF-E-3/8 F | 55.52
2812206700 | 115.13 | 0 | 97.86 | SWAN NECK 316L D28 |  |  | 2812206700 | 115.13 | 97.86 | 97.86 | 97.8605 | 2813910076 | C RE-U-1/4"m x 1/8"f | 2.52 | 2.52 | 2.21 | 2.25 |  |  | 2813920039 | FRL FPR-1/4 F NPT | 100.7 | 2813910076 | C RE-U-1/4"m x 1/8"f | 2.25 | 2813910023 | C QRC-SF-E-1/2 F | 55.49
2812210700 | 151.14 | 0 | 128.47 | RED TEE 316L D28XD15 |  |  | 2812210700 | 151.14 | 128.47 | 128.47 | 128.469 | 2813910077 | C RE-U-3/8"m x 1/4"f | 3.15 | 3.15 | 2.76 | 2.81 |  |  | 2813920040 | FRL FPR-3/8 F NPT | 134.87 | 2813910077 | C RE-U-3/8"m x 1/4"f | 2.81 | 2813910024 | C QRC-SF-E-6MM | 55.52
2812210900 | 138.32 | 0 | 117.57 | RED TEE 316L D28X3/4 NPT |  |  | 2812210900 | 138.32 | 117.57 | 117.57 | 117.572 | 2813910078 | C RE-U-1/2"m x 3/8"f | 5.54 | 5.54 | 4.86 | 4.94 |  |  | 2813920041 | FRL FPR-1/2 F NPT | 157.06 | 2813910078 | C RE-U-1/2"m x 3/8"f | 4.94 | 2813910025 | C QRC-SF-E-9MM | 55.49
2812211800 | 130.17 | 0 | 110.64 | NIPPLE 316L D28X3/4 NPT M |  |  | 2812211800 | 130.17 | 110.64 | 110.64 | 110.6445 | 2813910079 | C RN-U-1/4"m x 3/8"f | 4.25 | 4.25 | 3.73 | 3.8 |  |  | 2813920042 | FRL MO-1/4 F NPT | 59.55 | 2813910079 | C RN-U-1/4"m x 3/8"f | 3.8 | 2813910026 | C QRC-SF-E-13MM | 55.49
2812212100 | 21.91 | 0 | 18.62 | REDUCER 316L MF D28XD15 |  |  | 2812212100 | 21.91 | 18.62 | 18.62 | 18.6235 | 2813910080 | C RN-U-3/8"m x 1/2"f | 6.44 | 6.44 | 5.65 | 5.75 |  |  | 2813920043 | FRL MO-3/8 F NPT | 77.27 | 2813910080 | C RN-U-3/8"m x 1/2"f | 5.75 | 2813910027 | C QRC-E-1/4 M | 7.2
2812212220 | 323.28 | 0 | 274.79 | PIPE CLIP 304 D28 3/8UNC 20X |  |  | 2812212220 | 323.28 | 274.79 | 274.79 | 274.788 | 2813910081 | C MU-1/4"f | 3.03 | 3.03 | 2.66 | 2.7 |  |  | 2813920044 | FRL MO-1/2 F NPT | 75.7 | 2813910081 | C MU-1/4"f | 2.7 | 2813910028 | C QRC-E-3/8 M | 7.2
2812215400 | 160.03 | 0 | 136.03 | ASS. FLANGE 316L D28 ANSI COMP |  |  | 2812215400 | 160.03 | 136.03 | 136.03 | 136.0255 | 2813910082 | C MU-3/8"f | 4.17 | 4.17 | 3.66 | 3.73 |  |  | 2813920045 | FRL MO-3/4 F NPT | 201.02 | 2813910082 | C MU-3/8"f | 3.73 | 2813910029 | C QRC-E-1/2 M | 7.36
2812221400 | 138.32 | 0 | 117.57 | ASS. UNION 316L D28X1 NPT F |  |  | 2812221400 | 138.32 | 117.57 | 117.57 | 117.572 | 2813910083 | C MU-1/2"f | 6.2 | 6.2 | 5.44 | 5.53 |  |  | 2813920046 | FRL MO-1 F NPT | 207.63 | 2813910083 | C MU-1/2"f | 5.53 | 2813910030 | C QRC-E-1/4 F | 7.2
2812221800 | 130.17 | 0 | 110.64 | NIPPLE 316L D28X1 NPT M |  |  | 2812221800 | 130.17 | 110.64 | 110.64 | 110.6445 | 2813910084 | C QRC-U-1/4"m | 12.81 | 12.81 | 11.24 | 11.44 |  |  | 2813920047 | FRL FPR-MO-1/4 F NPT | 173.1 | 2813910084 | C QRC-U-1/4"m | 11.44 | 2813910031 | C QRC-E-3/8 F | 7.42
2812222000 | 125.13 | 0 | 106.36 | NIPPLE 316L D28X1 NPT F |  |  | 2812222000 | 125.13 | 106.36 | 106.36 | 106.3605 | 2813910085 | C QRC-U-3/8"m | 12.81 | 12.81 | 11.24 | 11.44 |  |  | 2813920048 | FRL FPR-MO-3/8 F NPT | 212.63 | 2813910085 | C QRC-U-3/8"m | 11.44 | 2813910032 | C QRC-E-1/2 F | 7.62
2812300000 | 359.93 | 0 | 305.94 | PIPE 304L D35 x1 |  |  | 2812300000 | 359.93 | 305.94 | 305.94 | 305.9405 | 2813910086 | C QRC-U-1/2"m | 13.78 | 13.78 | 12.09 | 12.31 |  |  | 2813920049 | FRL FPR-MO-1/2 F NPT | 230.26 | 2813910086 | C QRC-U-1/2"m | 12.31 | 2813910033 | C QRC-E-6MM | 7.74
2812300200 | 86.43 | 0 | 73.47 | EQUAL SOCKET 316L D35 |  |  | 2812300200 | 86.43 | 73.47 | 73.47 | 73.4655 | 2813910087 | C QRC-U-1/4"f | 13.16 | 13.16 | 11.54 | 11.74 |  |  | 2813930000 | H PVC-QRC-E-15BAR 11-6/5M | 24.83 | 2813910087 | C QRC-U-1/4"f | 11.74 | 2813910034 | C QRC-E-9MM | 7.72
2812300300 | 94.46 | 0 | 80.29 | ELBOW 90 DEG 316L D35 |  |  | 2812300300 | 94.46 | 80.29 | 80.29 | 80.291 | 2813910088 | C QRC-U-3/8"f | 13.16 | 13.16 | 11.54 | 11.74 |  |  | 2813930001 | H PVC-QRC-E-15BAR 11-6/10M | 32.07 | 2813910088 | C QRC-U-3/8"f | 11.74 | 2813910035 | C QRC-E-13MM | 8.69
2812300400 | 90.8 | 0 | 77.18 | ELBOW 45 DEG 316L D35 |  |  | 2812300400 | 90.8 | 77.18 | 77.18 | 77.18 | 2813910089 | C QRC-U-1/2"f | 14.14 | 14.14 | 12.4 | 12.61 |  |  | 2813930002 | H PVC-QRC-E-15BAR 15-9/5M | 28.66 | 2813910089 | C QRC-U-1/2"f | 12.61 | 2813910036 | C 2QRC-E-3/8+F | 27.28
2812300500 | 127.08 | 0 | 108.02 | EQUAL TEE 316L D35 |  |  | 2812300500 | 127.08 | 108.02 | 108.02 | 108.018 | 2813910090 | C QRC-U-6mm | 13.16 | 13.16 | 11.54 | 11.74 |  |  | 2813930003 | H PVC-QRC-E-15BAR 15-9/10M | 40.66 | 2813910090 | C QRC-U-6mm | 11.74 | 2813910037 | C 3QRC-E-3/8 F | 38.06
2812300600 | 83.09 | 0 | 70.63 | END CAP 316L D35 |  |  | 2812300600 | 83.09 | 70.63 | 70.63 | 70.6265 | 2813910091 | C QRC-U-9mm | 13.16 | 13.16 | 11.54 | 11.74 |  |  | 2813930004 | H PVC-QRC-E-15BAR 18-13/10M | 50.11 | 2813910091 | C QRC-U-9mm | 11.74 | 2813910038 | C PN-E-6MM | 1.44
2812302220 | 151.69 | 0 | 128.94 | PIPE CLIP 304 D35 M8 20X |  |  | 2812302220 | 151.69 | 128.94 | 128.94 | 128.9365 | 2813910092 | C QRC-U-13mm | 13.16 | 13.16 | 11.54 | 11.74 |  |  | 2813930005 | H PVC-QRC-U-15BAR 11-6/5M | 24.83 | 2813910092 | C QRC-U-13mm | 11.74 | 2813910039 | C PN-E-9MM | 1.44
2812305100 | 415.66 | 0 | 353.31 | BALL VALVE 316L D35 |  |  | 2812305100 | 415.66 | 353.31 | 353.31 | 353.311 | 2813920000 | FRL PR-1/4"f | 64.84 | 64.84 | 56.88 | 57.89 |  |  | 2813930006 | H PVC-QRC-U-15BAR 11-6/10M | 32.07 | 2813920000 | FRL PR-1/4"f | 57.89 | 2813910040 | C PN-E-13MM | 2.12
2812305500 | 496.62 | 0 | 422.13 | COMPENSATOR 316L D35 PN10 |  |  | 2812305500 | 496.62 | 422.13 | 422.13 | 422.127 | 2813920001 | FRL PR-3/8"f | 86.33 | 86.33 | 75.73 | 77.07 |  |  | 2813930007 | H PVC-QRC-U-15BAR 15-9/5M | 28.65 | 2813920001 | FRL PR-3/8"f | 77.07 | 2813910041 | C PN-E-1/4 M | 2.24
2812306520 | 98.47 | 0 | 83.7 | KIT SEAL D35 20PCS |  |  | 2812306520 | 98.47 | 83.7 | 83.7 | 83.6995 | 2813920002 | FRL PR-1/2"f | 82.65 | 82.65 | 72.5 | 73.78 |  |  | 2813930008 | H PVC-QRC-U-15BAR 15-9/10M | 40.66 | 2813920002 | FRL PR-1/2"f | 73.78 | 2813910042 | C PN-E-3/8 M | 2.59
2812310900 | 166.18 | 0 | 141.25 | RED TEE 316L D35X3/4 NPT |  |  | 2812310900 | 166.18 | 141.25 | 141.25 | 141.253 | 2813920003 | FRL PR-3/4"f | 212.09 | 212.09 | 186.04 | 189.34 |  |  | 2813930009 | H PVC-QRC-U-15BAR 18-13/10M | 50.11 | 2813920003 | FRL PR-3/4"f | 189.34 | 2813910043 | C PN-E-1/2 M | 4.11
2812312220 | 348.39 | 0 | 296.13 | PIPE CLIP 304 D35 3/8UNC 20X |  |  | 2812312220 | 348.39 | 296.13 | 296.13 | 296.1315 | 2813920004 | FRL PR-3/4"f NPT | 225.8 | 225.8 | 198.07 | 201.57 |  |  | 2813930010 | H PVC-QRC-E-OR-15BAR 15-9/10M | 47.2 | 2813920004 | FRL PR-3/4"f NPT | 201.57 | 2813910044 | C PN-E-1/4 F | 2.52
2812315400 | 230.53 | 0 | 195.95 | ASS. FLANGE 316L D35 ANSI COMP |  |  | 2812315400 | 230.53 | 195.95 | 195.95 | 195.9505 | 2813920005 | FRL PR-1"f | 214.23 | 214.23 | 187.92 | 191.25 |  |  | 2813930011 | H PVC-QRC-E-SF-15BAR 11-6/5M | 26.27 | 2813920005 | FRL PR-1"f | 191.25 | 2813910045 | C PN-E-3/8 F | 3.2
2812320700 | 188.89 | 0 | 160.56 | RED TEE 316L D35XD28 |  |  | 2812320700 | 188.89 | 160.56 | 160.56 | 160.5565 | 2813920006 | FRL PR-1"f NPT | 227.99 | 227.99 | 199.99 | 203.53 |  |  | 2813930012 | H PVC-QRC-E-SF-15BAR 11-6/10M | 35.18 | 2813920006 | FRL PR-1"f NPT | 203.53 | 2813910046 | C PN-E-1/2 F | 4.07
2812321800 | 162.69 | 0 | 138.29 | NIPPLE 316L D35X1 NPT M |  |  | 2812321800 | 162.69 | 138.29 | 138.29 | 138.2865 | 2813920007 | FRL WS-1/4"f | 44.28 | 44.28 | 38.84 | 39.53 |  |  | 2813930013 | H PVC-QRC-E-SF-15BAR 15-10/5M | 36.53 | 2813920007 | FRL WS-1/4"f | 39.53 | 2813910047 | C HC-U-11-13MM | 0.42
2812322100 | 32.42 | 0 | 27.56 | REDUCER 316L MF D35XD28 |  |  | 2812322100 | 32.42 | 27.56 | 27.56 | 27.557 | 2813920008 | FRL WS-3/8"f | 66.99 | 66.99 | 58.76 | 59.8 |  |  | 2813930014 | H PVC-QRC-E-SF-15BAR 15-10/10M | 52.19 | 2813920008 | FRL WS-3/8"f | 59.8 | 2813910048 | C HC-U-13-15MM | 0.45
2812331400 | 166.18 | 0 | 141.25 | ASS.UNION 316L D35X1 1/4 NPT F |  |  | 2812331400 | 166.18 | 141.25 | 141.25 | 141.253 | 2813920009 | FRL WS-1/2"f | 70.89 | 70.89 | 62.18 | 63.29 |  |  | 2813930015 | H PVC-15BAR 11-6/25M | 35.83 | 2813920009 | FRL WS-1/2"f | 63.29 | 2813910049 | C HC-U-15-18MM | 0.51
2812331800 | 156.4 | 0 | 132.94 | NIPPLE 316L D35X1 1/4 NPT M |  |  | 2812331800 | 156.4 | 132.94 | 132.94 | 132.94 | 2813920010 | FRL WS-3/4"f | 155.75 | 155.75 | 136.62 | 139.03 |  |  | 2813930016 | H PVC-15BAR 11-6/50M | 76.06 | 2813920010 | FRL WS-3/4"f | 139.03 | 2813910050 | C SC-U-10-16MM | 0.93
2812332000 | 156.4 | 0 | 132.94 | NIPPLE 316L D35X1 1/4 NPT F |  |  | 2812332000 | 156.4 | 132.94 | 132.94 | 132.94 | 2813920011 | FRL WS-3/4"f NPT | 185.48 | 185.48 | 162.7 | 165.58 |  |  | 2813930017 | H PVC-15BAR 15-9/25M | 51.95 | 2813920011 | FRL WS-3/4"f NPT | 165.58 | 2813910051 | C SC-U-12-20MM | 0.94
2812400000 | 391.14 | 0 | 332.47 | PIPE 304L D42 |  |  | 2812400000 | 391.14 | 332.47 | 332.47 | 332.469 | 2813920012 | FRL WS-1"f | 160.84 | 160.84 | 141.09 | 143.59 |  |  | 2813930018 | H PVC-15BAR 15-9/50M | 105.31 | 2813920012 | FRL WS-1"f | 143.59 | 2813910052 | C SC-U-16-25MM | 0.97
2812400100 | 512.83 | 0 | 435.91 | PIPE 316L D42 |  |  | 2812400100 | 512.83 | 435.91 | 435.91 | 435.9055 | 2813920013 | FRL WS-1"f NPT | 193.5 | 193.5 | 169.74 | 172.74 |  |  | 2813930019 | H PVC-15BAR 18-13/25M | 72.44 | 2813920013 | FRL WS-1"f NPT | 172.74 | 2813910053 | C SC-U-20-32MM | 1.03
2812400200 | 103.74 | 0 | 88.18 | EQUAL SOCKET 316L D42 |  |  | 2812400200 | 103.74 | 88.18 | 88.18 | 88.179 | 2813920014 | FRL FPR-1/4"f | 87.89 | 87.89 | 77.1 | 78.46 |  |  | 2813930020 | H PVC-15BAR 18-13/50M | 144 | 2813920014 | FRL FPR-1/4"f | 78.46 | 2813910054 | C HN-U-1/4 M X 6MM | 2.21
2812400300 | 113.37 | 0 | 96.36 | ELBOW 90 DEG 316L D42 |  |  | 2812400300 | 113.37 | 96.36 | 96.36 | 96.3645 | 2813920015 | FRL FPR-3/8"f | 117.75 | 117.75 | 103.29 | 105.12 |  |  | 2813930021 | H PVC-OR-15BAR 15-9/25M | 64.9 | 2813920015 | FRL FPR-3/8"f | 105.12 | 2813910055 | C HN-U-1/4 M X 9MM | 3.89
2812400400 | 108.98 | 0 | 92.63 | ELBOW 45 DEG 316L D42 |  |  | 2812400400 | 108.98 | 92.63 | 92.63 | 92.633 | 2813920016 | FRL FPR-1/2"f | 117.75 | 117.75 | 103.29 | 105.12 |  |  | 2813930022 | H PVC-SF-15BAR 11-6/25M | 41.94 | 2813920016 | FRL FPR-1/2"f | 105.12 | 2813910056 | C HN-U-3/8 M X 6MM | 2.46
2812400500 | 152.5 | 0 | 129.63 | EQUAL TEE 316L D42 |  |  | 2812400500 | 152.5 | 129.63 | 129.63 | 129.625 | 2813920017 | FRL FPR-3/4"f | 201.96 | 201.96 | 177.16 | 180.3 |  |  | 2813930023 | H PVC-SF-15BAR 11-6/50M | 86.53 | 2813920017 | FRL FPR-3/4"f | 180.3 | 2813910057 | C HN-U-3/8 M X 9MM | 2.67
2812400600 | 103.74 | 0 | 88.18 | END CAP 316L D42 |  |  | 2812400600 | 103.74 | 88.18 | 88.18 | 88.179 | 2813920018 | FRL FPR-3/4"f NPT | 215.1 | 215.1 | 188.68 | 192.02 |  |  | 2813930024 | H PVC-SF-15BAR 15-10/25M | 69.69 | 2813920018 | FRL FPR-3/4"f NPT | 192.02 | 2813910058 | C HN-U-3/8 M X 13MM | 3.06
2812402220 | 99.72 | 0 | 84.76 | PIPE CLIP 304 D42 M8 20X |  |  | 2812402220 | 99.72 | 84.76 | 84.76 | 84.762 | 2813920019 | FRL FPR-1"f | 201.96 | 201.96 | 177.16 | 180.3 |  |  | 2813930025 | H PVC-SF-15BAR 15-10/50M | 138.65 | 2813920019 | FRL FPR-1"f | 180.3 | 2813910059 | C HN-U-1/2 M X 6MM | 4.68
2812405100 | 550.05 | 0 | 467.54 | BALL VALVE 316L D42 |  |  | 2812405100 | 550.05 | 467.54 | 467.54 | 467.5425 | 2813920020 | FRL FPR-1"f NPT | 215.6 | 215.6 | 189.12 | 192.46 |  |  | 2813930026 | H PVC-SF-15BAR 19-13/25M | 98.8 | 2813920020 | FRL FPR-1"f NPT | 192.46 | 2813910060 | C HN-U-1/2 M X 9MM | 5.1
2812405500 | 591.71 | 0 | 502.95 | COMPENSATOR 316L D42 PN10 |  |  | 2812405500 | 591.71 | 502.95 | 502.95 | 502.9535 | 2813920021 | FRL MO-1/4"f | 59.53 | 59.53 | 52.22 | 53.14 |  |  | 2813930027 | H PVC-SF-15BAR 19-13/50M | 196.89 | 2813920021 | FRL MO-1/4"f | 53.14 | 2813910061 | C HN-U-1/2 M X 13MM | 5.21
2812406520 | 141.53 | 0 | 120.3 | KIT SEAL D42 20PCS |  |  | 2812406520 | 141.53 | 120.3 | 120.3 | 120.3005 | 2813920022 | FRL MO-3/8"f | 77.27 | 77.27 | 67.78 | 68.98 |  |  | 2813930028 | H PVC-SF-15BAR 27-19/25M | 175.04 | 2813920022 | FRL MO-3/8"f | 68.98 | 2813910062 | C HN-U-1/4 F X 6MM | 3.54
2812410900 | 207.38 | 0 | 176.27 | RED TEE 316L D42X3/4 NPT |  |  | 2812410900 | 207.38 | 176.27 | 176.27 | 176.273 | 2813920023 | FRL MO-1/2"f | 75.68 | 75.68 | 66.39 | 67.56 |  |  | 2813930029 | H PVC-SF-15BAR 27-19/50M | 349.46 | 2813920023 | FRL MO-1/2"f | 67.56 | 2813910063 | C HN-U-1/4 F X 9MM | 2.77
2812412220 | 373.59 | 0 | 317.55 | PIPE CLIP 304 D42 3/8UNC 20X |  |  | 2812412220 | 373.59 | 317.55 | 317.55 | 317.5515 | 2813920024 | FRL MO-3/4"f | 201.02 | 201.02 | 176.33 | 179.45 |  |  | 2813930030 | H PVC-SF-40BAR 16-9/50M | 150.65 | 2813920024 | FRL MO-3/4"f | 179.45 | 2813910064 | C HN-U-3/8 F X 6MM | 3.59
2812415400 | 296.29 | 0 | 251.85 | ASS. FLANGE 316L D42 ANSI COMP |  |  | 2812415400 | 296.29 | 251.85 | 251.85 | 251.8465 | 2813920025 | FRL MO-1"f | 207.63 | 207.63 | 182.13 | 185.36 |  |  | 2813930031 | H PVC-SF-40BAR 21-13/50M | 233.88 | 2813920025 | FRL MO-1"f | 185.36 | 2813910065 | C HN-U-3/8 F X 9MM | 3.54
2812430700 | 217.9 | 0 | 185.22 | RED TEE 316L D42XD35 |  |  | 2812430700 | 217.9 | 185.22 | 185.22 | 185.215 | 2813920026 | FRL FPR-MO-1/4"f | 151.11 | 151.11 | 132.55 | 134.9 |  |  | 2813940000 | SH PA-QRC-E-8BAR 8-6/5M | 31.32 | 2813920026 | FRL FPR-MO-1/4"f | 134.9 | 2813910066 | C HN-U-1/2 F X 9MM | 7.01
2812431800 | 187.68 | 0 | 159.53 | NIPPLE 316L D42X1 1/4 NPT M |  |  | 2812431800 | 187.68 | 159.53 | 159.53 | 159.528 | 2813920027 | FRL FPR-MO-3/8"f | 185.63 | 185.63 | 162.83 | 165.71 |  |  | 2813940001 | SH PA-QRC-E-8BAR 8-6/7.5M | 56.87 | 2813920027 | FRL FPR-MO-3/8"f | 165.71 | 2813910067 | C HN-U-1/2 F X 13MM | 6.36
2812432100 | 36.55 | 0 | 31.07 | REDUCER 316L MF D42XD35 |  |  | 2812432100 | 36.55 | 31.07 | 31.07 | 31.0675 | 2813920028 | FRL FPR-MO-1/2"f | 201.02 | 201.02 | 176.33 | 179.45 |  |  | 2813940002 | SH PA-QRC-E-8BAR 8-6/15M | 78.68 | 2813920028 | FRL FPR-MO-1/2"f | 179.45 | 2813910068 | C HOC-U-6MM | 2.06
2812441400 | 199.39 | 0 | 169.48 | ASS.UNION 316L D42X1 1/2 NPT F |  |  | 2812441400 | 199.39 | 169.48 | 169.48 | 169.4815 | 2813920029 | FRL FPR-MO-3/4"f | 322.57 | 322.57 | 282.96 | 287.97 |  |  | 2813940003 | SH PA-QRC-E-8BAR 10-8/10M | 76.61 | 2813920029 | FRL FPR-MO-3/4"f | 287.97 | 2813910069 | C HOC-U-9MM | 2.28
2812441800 | 195.2 | 0 | 165.92 | NIPPLE 316L D42X1 1/2 NPT M |  |  | 2812441800 | 195.2 | 165.92 | 165.92 | 165.92 | 2813920030 | FRL FPR-MO-3/4"f NPT | 384.26 | 384.26 | 337.07 | 343.03 |  |  | 2813940004 | SH PA-QRC-U-8BAR 8-6/5M | 17.8 | 2813920030 | FRL FPR-MO-3/4"f NPT | 343.03 | 2813910070 | C DN-U-1/4+M X 1/8+M | 2.14
2812442000 | 195.2 | 0 | 165.92 | NIPPLE 316L D42X1 1/2 NPT F |  |  | 2812442000 | 195.2 | 165.92 | 165.92 | 165.92 | 2813920031 | FRL FPR-MO-1"f | 329.14 | 329.14 | 288.72 | 293.82 |  |  | 2813940005 | SH PA-QRC-U-8BAR 8-6/10M | 23.35 | 2813920031 | FRL FPR-MO-1"f | 293.82 | 2813910071 | C DN-U-1/4+M X 1/4+M | 1.91
2812500000 | 371.23 | 0 | 315.55 | PIPE 304L D54 |  |  | 2812500000 | 371.23 | 315.55 | 315.55 | 315.5455 | 2813920032 | FRL FPR-MO-1"f NPT | 392.15 | 392.15 | 343.99 | 350.08 |  |  | 2813940006 | SH PA-QRC-U-8BAR 8-6/15M | 29.53 | 2813920032 | FRL FPR-MO-1"f NPT | 350.08 | 2813910072 | C DN-U-3/8+M X 1/4+M | 3.77
2812500200 | 131.78 | 0 | 112.01 | EQUAL SOCKET 316L D54 |  |  | 2812500200 | 131.78 | 112.01 | 112.01 | 112.013 | 2813920033 | FRL PR-1/4"f NPT | 74.25 | 74.25 | 65.13 | 66.29 |  |  | 2813940007 | SH PA-BJ-8BAR 8-6/5M | 10.93 | 2813920033 | FRL PR-1/4"f NPT | 66.29 | 2813910073 | C DN-U-3/8+M X 3/8+M | 2.47
2812500300 | 143.99 | 0 | 122.39 | ELBOW 90 DEG 316L D54 |  |  | 2812500300 | 143.99 | 122.39 | 122.39 | 122.3915 | 2813920034 | FRL PR-3/8"f NPT | 98.9 | 98.9 | 86.75 | 88.28 |  |  | 2813940008 | SH PA-BJ-8BAR 8-6/10M | 17.23 | 2813920034 | FRL PR-3/8"f NPT | 88.28 | 2813910074 | C DN-U-1/2+M X 3/8+M | 3.13
2812500400 | 143.99 | 0 | 122.39 | ELBOW 45 DEG 316L D54 |  |  | 2812500400 | 143.99 | 122.39 | 122.39 | 122.3915 | 2813920035 | FRL PR-1/2"f NPT | 110.26 | 110.26 | 96.72 | 98.43 |  |  | 2813940009 | SH PA-BJ-8BAR 8-6/15M | 23.51 | 2813920035 | FRL PR-1/2"f NPT | 98.43 | 2813910075 | C DN-U-1/2+M X 1/2+M | 4.44
2812500500 | 196.07 | 0 | 166.66 | EQUAL TEE 316L D54 |  |  | 2812500500 | 196.07 | 166.66 | 166.66 | 166.6595 | 2813920036 | FRL WS-1/4"f NPT | 44.28 | 44.28 | 38.84 | 39.52 |  |  | 2813940010 | SH PUR-QRC-E-8BAR 10-6.5/6M | 59.5 | 2813920036 | FRL WS-1/4"f NPT | 39.52 | 2813910076 | C RE-U-1/4 M X 1/8 F | 2.21
2812500600 | 131.78 | 0 | 112.01 | END CAP 316L D54 |  |  | 2812500600 | 131.78 | 112.01 | 112.01 | 112.013 | 2813920037 | FRL WS-3/8"f NPT | 66.98 | 66.98 | 58.75 | 59.79 |  |  | 2813940011 | SH PUR-QRC-E-8BAR 10-6.5/7.5M | 64.14 | 2813920037 | FRL WS-3/8"f NPT | 59.79 | 2813910077 | C RE-U-3/8 M X 1/4 F | 2.76
2812502220 | 197.72 | 0 | 168.06 | PIPE CLIP 304 D54 M8 20X |  |  | 2812502220 | 197.72 | 168.06 | 168.06 | 168.062 | 2813920038 | FRL WS-1/2"f NPT | 70.92 | 70.92 | 62.21 | 63.31 |  |  | 2813940012 | SH PUR-QRC-E-8BAR 12-8/6M | 65.33 | 2813920038 | FRL WS-1/2"f NPT | 63.31 | 2813910078 | C RE-U-1/2 M X 3/8 F | 4.86
2812505100 | 763.26 | 0 | 648.77 | BALL VALVE 316L D54 |  |  | 2812505100 | 763.26 | 648.77 | 648.77 | 648.771 | 2813920039 | FRL FPR-1/4"f NPT | 100.7 | 100.7 | 88.33 | 89.89 |  |  | 2813940013 | SH PUR-QRC-E-8BAR 12-8/7.5M | 72.34 | 2813920039 | FRL FPR-1/4"f NPT | 89.89 | 2813910079 | C RN-U-1/4 M X 3/8 F | 3.73
2812505500 | 729.94 | 0 | 620.45 | COMPENSATOR 316L D54 PN10 |  |  | 2812505500 | 729.94 | 620.45 | 620.45 | 620.449 | 2813920040 | FRL FPR-3/8"f NPT | 134.87 | 134.87 | 118.31 | 120.41 |  |  | 2813940014 | SH PUR-RP3/8-8BAR 10-6.5/7.5M | 53.58 | 2813920040 | FRL FPR-3/8"f NPT | 120.41 | 2813910080 | C RN-U-3/8 M X 1/2 F | 5.65
2812506520 | 170.27 | 0 | 144.73 | KIT SEAL D54 20PCS |  |  | 2812506520 | 170.27 | 144.73 | 144.73 | 144.7295 | 2813920041 | FRL FPR-1/2"f NPT | 157.06 | 157.06 | 137.77 | 140.21 |  |  | 2813940015 | SH PUR-8BAR 12-8/7.5M | 60.26 | 2813920041 | FRL FPR-1/2"f NPT | 140.21 | 2813910081 | C MU-1/4 F | 2.66
2812510900 | 266.66 | 0 | 226.66 | RED TEE 316L D54X3/4 NPT |  |  | 2812510900 | 266.66 | 226.66 | 226.66 | 226.661 | 2813920042 | FRL MO-1/4"f NPT | 59.55 | 59.55 | 52.24 | 53.16 |  |  | 2813940016 | SH PUR-15BAR 16-10/5M | 108.22 | 2813920042 | FRL MO-1/4"f NPT | 53.16 | 2813910082 | C MU-3/8 F | 3.66
2812512220 | 402.77 | 0 | 342.35 | PIPE CLIP 304 D54 3/8UNC 20X |  |  | 2812512220 | 402.77 | 342.35 | 342.35 | 342.3545 | 2813920043 | FRL MO-3/8"f NPT | 77.27 | 77.27 | 67.78 | 68.98 |  |  | 2813940017 | SH PUR-15BAR 16-10/10M | 157.37 | 2813920043 | FRL MO-3/8"f NPT | 68.98 | 2813910083 | C MU-1/2 F | 5.44
2812515400 | 377.9 | 0 | 321.22 | ASS. FLANGE 316L D54 ANSI COMP |  |  | 2812515400 | 377.9 | 321.22 | 321.22 | 321.215 | 2813920044 | FRL MO-1/2"f NPT | 75.7 | 75.7 | 66.4 | 67.57 |  |  | 2813950000 | HR PVC-QRC-U-M-15BAR 15-9/20M | 163.48 | 2813920044 | FRL MO-1/2"f NPT | 67.57 | 2813910084 | C QRC-U-1/4 M | 11.24
2812540700 | 291.41 | 0 | 247.7 | RED TEE 316L D54XD42 |  |  | 2812540700 | 291.41 | 247.7 | 247.7 | 247.6985 | 2813920045 | FRL MO-3/4"f NPT | 201.02 | 201.02 | 176.33 | 179.45 |  |  | 2813950001 | HR PUR-QRC-U-M-15BAR 14-10/20M | 391.68 | 2813920045 | FRL MO-3/4"f NPT | 179.45 | 2813910085 | C QRC-U-3/8 M | 11.24
2812541800 | 260.38 | 0 | 221.32 | NIPPLE 316L D54X1 1/2 NPT M |  |  | 2812541800 | 260.38 | 221.32 | 221.32 | 221.323 | 2813920046 | FRL MO-1"f NPT | 207.63 | 207.63 | 182.13 | 185.36 |  |  | 2813950002 | HR PUR-QRC-U-A-15BAR 12-8/9M | 255.36 | 2813920046 | FRL MO-1"f NPT | 185.36 | 2813910086 | C QRC-U-1/2 M | 12.09
2812542100 | 39.97 | 0 | 33.97 | REDUCER 316L MF D54XD42 |  |  | 2812542100 | 39.97 | 33.97 | 33.97 | 33.9745 | 2813920047 | FRL FPR-MO-1/4"f NPT | 173.1 | 173.1 | 151.84 | 154.52 |  |  | 2813950003 | HR PUR-QRC-U-A-15BAR 12-8/15M | 314.54 | 2813920047 | FRL FPR-MO-1/4"f NPT | 154.52 | 2813910087 | C QRC-U-1/4 F | 11.54
2812551400 | 256.35 | 0 | 217.9 | ASS. UNION 316L D54X2 NPT F |  |  | 2812551400 | 256.35 | 217.9 | 217.9 | 217.8975 | 2813920048 | FRL FPR-MO-3/8"f NPT | 212.63 | 212.63 | 186.52 | 189.82 |  |  | 2813950004 | HR PUR-QRC-U-A-15BAR 12-8/10M | 502.57 | 2813920048 | FRL FPR-MO-3/8"f NPT | 189.82 | 2813910088 | C QRC-U-3/8 F | 11.54
2812551800 | 260.38 | 0 | 221.32 | NIPPLE 316L D54X2 NPT M |  |  | 2812551800 | 260.38 | 221.32 | 221.32 | 221.323 | 2813920049 | FRL FPR-MO-1/2"f NPT | 230.26 | 230.26 | 201.98 | 205.55 |  |  | 2813950005 | HR PUR-QRC-U-A-15BAR 12-8/15M | 623.03 | 2813920049 | FRL FPR-MO-1/2"f NPT | 205.55 | 2813910089 | C QRC-U-1/2 F | 12.4
2812552000 | 260.38 | 0 | 221.32 | NIPPLE 316L D54X2 NPT F |  |  | 2812552000 | 260.38 | 221.32 | 221.32 | 221.323 | 2813930000 | H PVC-QRC-E-15bar 11-6/5m | 24.83 | 24.83 | 21.78 | 22.16 |  |  | 2813950006 | HR PUR-QRC-U-A-15BAR 14-10/15M | 843.55 | 2813930000 | H PVC-QRC-E-15bar 11-6/5m | 22.16 | 2813910090 | C QRC-U-6MM | 11.54
2812600000 | 651.14 | 0 | 553.47 | PIPE 304L D76 x1 |  |  | 2812600000 | 651.14 | 553.47 | 553.47 | 553.469 | 2813930001 | H PVC-QRC-E-15bar 11-6/10m | 32.07 | 32.07 | 28.13 | 28.62 |  |  | 2813950007 | HR PUR-QRC-U-A-15BAR 18-13/15M | 850.25 | 2813930001 | H PVC-QRC-E-15bar 11-6/10m | 28.62 | 2813910091 | C QRC-U-9MM | 11.54
2812600200 | 218.69 | 0 | 185.89 | EQUAL SOCKET 316L D76 |  |  | 2812600200 | 218.69 | 185.89 | 185.89 | 185.8865 | 2813930002 | H PVC-QRC-E-15bar 15-9/5m | 28.66 | 28.66 | 25.14 | 25.59 |  |  | 2813950008 | HR B 18-13/15 | 80.64 | 2813930002 | H PVC-QRC-E-15bar 15-9/5m | 25.59 | 2813910092 | C QRC-U-13MM | 11.54
2812600300 | 238.99 | 0 | 203.14 | ELBOW 90 DEG 316L D76 |  |  | 2812600300 | 238.99 | 203.14 | 203.14 | 203.1415 | 2813930003 | H PVC-QRC-E-15bar 15-9/10m | 40.66 | 40.66 | 35.67 | 36.3 |  |  | AIRNET3610 | SCREW BEAM CLAMP | 3.44 | 2813930003 | H PVC-QRC-E-15bar 15-9/10m | 36.3 | 2813920000 | FRL PR-1/4 F | 56.88
2812600400 | 239 | 0 | 203.15 | ELBOW 45 DEG 316L D76 |  |  | 2812600400 | 239 | 203.15 | 203.15 | 203.15 | 2813930004 | H PVC-QRC-E-15bar 18-13/10m | 50.11 | 50.11 | 43.96 | 44.74 | [5 empty] | 2813930004 | H PVC-QRC-E-15bar 18-13/10m | 44.74 | 2813920001 | FRL PR-3/8 F | 75.73
2812600500 | 509.32 | 0 | 432.92 | EQUAL TEE 316L D76 |  |  | 2812600500 | 509.32 | 432.92 | 432.92 | 432.922 | 2813930005 | H PVC-QRC-U-15bar 11-6/5m | 24.83 | 24.83 | 21.78 | 22.16 | [5 empty] | 2813930005 | H PVC-QRC-U-15bar 11-6/5m | 22.16 | 2813920002 | FRL PR-1/2 F | 72.5
2812600600 | 218.69 | 0 | 185.89 | END CAP 316L D76 |  |  | 2812600600 | 218.69 | 185.89 | 185.89 | 185.8865 | 2813930006 | H PVC-QRC-U-15bar 11-6/10m | 32.07 | 32.07 | 28.13 | 28.62 | [5 empty] | 2813930006 | H PVC-QRC-U-15bar 11-6/10m | 28.62 | 2813920003 | FRL PR-3/4 F | 186.04
2812602220 | 347.19 | 0 | 295.11 | PIPE CLIP 304 D76 M10 20X |  |  | 2812602220 | 347.19 | 295.11 | 295.11 | 295.1115 | 2813930007 | H PVC-QRC-U-15bar 15-9/5m | 28.65 | 28.65 | 25.13 | 25.58 | [5 empty] | 2813930007 | H PVC-QRC-U-15bar 15-9/5m | 25.58 | 2813920004 | FRL PR-3/4 F NPT | 198.07
2812605100 | 1422.09 | 0 | 1208.78 | BALL VALVE 316L D76 |  |  | 2812605100 | 1422.09 | 1208.78 | 1208.78 | 1208.7765 | 2813930008 | H PVC-QRC-U-15bar 15-9/10m | 40.66 | 40.66 | 35.67 | 36.3 | [5 empty] | 2813930008 | H PVC-QRC-U-15bar 15-9/10m | 36.3 | 2813920005 | FRL PR-1 F | 187.92
2812606510 | 326.12 | 0 | 277.2 | KIT SEAL D76 10PCS |  |  | 2812606510 | 326.12 | 277.2 | 277.2 | 277.202 | 2813930009 | H PVC-QRC-U-15bar 18-13/10m | 50.11 | 50.11 | 43.96 | 44.74 | [5 empty] | 2813930009 | H PVC-QRC-U-15bar 18-13/10m | 44.74 | 2813920006 | FRL PR-1 F NPT | 199.99
2812610900 | 425.04 | 0 | 361.28 | RED TEE 316L D76X3/4 NPT |  |  | 2812610900 | 425.04 | 361.28 | 361.28 | 361.284 | 2813930010 | H PVC-QRC-E-OR-15bar 15-9/10m | 47.2 | 47.2 | 41.4 | 42.14 | [5 empty] | 2813930010 | H PVC-QRC-E-OR-15bar 15-9/10m | 42.14 | 2813920007 | FRL WS-1/4 F | 38.84
2812612220 | 430.87 | 0 | 366.24 | PIPE CLIP 304 D76 3/8UNC 20X |  |  | 2812612220 | 430.87 | 366.24 | 366.24 | 366.2395 | 2813930011 | H PVC-QRC-E-SF-15bar 11-6/5m | 26.27 | 26.27 | 23.04 | 23.45 | [5 empty] | 2813930011 | H PVC-QRC-E-SF-15bar 11-6/5m | 23.45 | 2813920008 | FRL WS-3/8 F | 58.76
2812615400 | 669.49 | 0 | 569.07 | ASS. FLANGE 316L D76 ANSI COMP |  |  | 2812615400 | 669.49 | 569.07 | 569.07 | 569.0665 | 2813930012 | H PVC-QRC-E-SF-15bar 11-6/10m | 35.18 | 35.18 | 30.86 | 31.41 | [5 empty] | 2813930012 | H PVC-QRC-E-SF-15bar 11-6/10m | 31.41 | 2813920009 | FRL WS-1/2 F | 62.18
2812631000 | 240.38 | 0 | 204.32 | ASS. QUICKDROP 316L D76XD35 |  |  | 2812631000 | 240.38 | 204.32 | 204.32 | 204.323 | 2813930013 | H PVC-QRC-E-SF-15bar 15-10/5m | 36.53 | 36.53 | 32.04 | 32.6 | [5 empty] | 2813930013 | H PVC-QRC-E-SF-15bar 15-10/5m | 32.6 | 2813920010 | FRL WS-3/4 F | 136.62
2812650700 | 464.5 | 0 | 394.83 | RED TEE 316L D76XD54 |  |  | 2812650700 | 464.5 | 394.83 | 394.83 | 394.825 | 2813930014 | H PVC-QRC-E-SF-15bar 15-10/10m | 52.19 | 52.19 | 45.78 | 46.59 | [5 empty] | 2813930014 | H PVC-QRC-E-SF-15bar 15-10/10m | 46.59 | 2813920011 | FRL WS-3/4 F NPT | 162.7
2812652100 | 171.44 | 0 | 145.72 | REDUCER 316L MF D76XD54 |  |  | 2812652100 | 171.44 | 145.72 | 145.72 | 145.724 | 2813930015 | H PVC-15bar 11-6/25m | 35.83 | 35.83 | 31.43 | 31.98 | [5 empty] | 2813930015 | H PVC-15bar 11-6/25m | 31.98 | 2813920012 | FRL WS-1 F | 141.09
2812652100 | 171.44 | 0 | 145.72 | REDUCER 316L MF D76XD54 |  |  | 2812652100 | 171.44 | 145.72 | 145.72 | 145.724 | 2813930016 | H PVC-15bar 11-6/50m | 76.06 | 76.06 | 66.72 | 67.9 | [5 empty] | 2813930016 | H PVC-15bar 11-6/50m | 67.9 | 2813920013 | FRL WS-1 F NPT | 169.74
2812661800 | 488.79 | 0 | 415.47 | NIPPLE 316L D76X2 1/2 NPT M |  |  | 2812661800 | 488.79 | 415.47 | 415.47 | 415.4715 | 2813930017 | H PVC-15bar 15-9/25m | 51.95 | 51.95 | 45.57 | 46.38 | [5 empty] | 2813930017 | H PVC-15bar 15-9/25m | 46.38 | 2813920014 | FRL FPR-1/4 F | 77.1
2812700000 | 1298.72 | 0 | 1103.91 | PIPE 304L D89 x1 |  |  | 2812700000 | 1298.72 | 1103.91 | 1103.91 | 1103.912 | 2813930018 | H PVC-15bar 15-9/50m | 105.31 | 105.31 | 92.38 | 94.01 | [5 empty] | 2813930018 | H PVC-15bar 15-9/50m | 94.01 | 2813920015 | FRL FPR-3/8 F | 103.29
2812700200 | 255.47 | 0 | 217.15 | EQUAL SOCKET 316L D89 |  |  | 2812700200 | 255.47 | 217.15 | 217.15 | 217.1495 | 2813930019 | H PVC-15bar 18-13/25m | 72.44 | 72.44 | 63.54 | 64.66 | [5 empty] | 2813930019 | H PVC-15bar 18-13/25m | 64.66 | 2813920016 | FRL FPR-1/2 F | 103.29
2812700300 | 316.67 | 0 | 269.17 | ELBOW 90 DEG 316L D89 |  |  | 2812700300 | 316.67 | 269.17 | 269.17 | 269.1695 | 2813930020 | H PVC-15bar 18-13/50m | 144 | 144 | 126.32 | 128.56 | [5 empty] | 2813930020 | H PVC-15bar 18-13/50m | 128.56 | 2813920017 | FRL FPR-3/4 F | 177.16
2812700400 | 305.66 | 0 | 259.81 | ELBOW 45 DEG 316L D89 |  |  | 2812700400 | 305.66 | 259.81 | 259.81 | 259.811 | 2813930021 | H PVC-OR-15bar 15-9/25m | 64.9 | 64.9 | 56.93 | 57.94 | [5 empty] | 2813930021 | H PVC-OR-15bar 15-9/25m | 57.94 | 2813920018 | FRL FPR-3/4 F NPT | 188.68
2812700500 | 517.96 | 0 | 440.27 | EQUAL TEE 316L D89 |  |  | 2812700500 | 517.96 | 440.27 | 440.27 | 440.266 | 2813930022 | H PVC-SF-15bar 11-6/25m | 41.94 | 41.94 | 36.79 | 37.44 | [5 empty] | 2813930022 | H PVC-SF-15bar 11-6/25m | 37.44 | 2813920019 | FRL FPR-1 F | 177.16
2812700600 | 255.47 | 0 | 217.15 | END CAP 316L D89 |  |  | 2812700600 | 255.47 | 217.15 | 217.15 | 217.1495 | 2813930023 | H PVC-SF-15bar 11-6/50m | 86.53 | 86.53 | 75.9 | 77.25 | [5 empty] | 2813930023 | H PVC-SF-15bar 11-6/50m | 77.25 | 2813920020 | FRL FPR-1 F NPT | 189.12
2812702220 | 378.84 | 0 | 322.01 | PIPE CLIP 304 D89 M10 20X |  |  | 2812702220 | 378.84 | 322.01 | 322.01 | 322.014 | 2813930024 | H PVC-SF-15bar 15-10/25m | 69.69 | 69.69 | 61.13 | 62.21 | [5 empty] | 2813930024 | H PVC-SF-15bar 15-10/25m | 62.21 | 2813920021 | FRL MO-1/4 F | 52.22
2812705100 | 1849.56 | 0 | 1572.13 | BALL VALVE 316L D89 |  |  | 2812705100 | 1849.56 | 1572.13 | 1572.13 | 1572.126 | 2813930025 | H PVC-SF-15bar 15-10/50m | 138.65 | 138.65 | 121.62 | 123.77 | [5 empty] | 2813930025 | H PVC-SF-15bar 15-10/50m | 123.77 | 2813920022 | FRL MO-3/8 F | 67.78
2812705400 | 559.81 | 0 | 475.84 | ASS. FLANGE 316L D89 DIN PN16 |  |  | 2812705400 | 559.81 | 475.84 | 475.84 | 475.8385 | 2813930026 | H PVC-SF-15bar 19-13/25m | 98.8 | 98.8 | 86.67 | 88.2 | [5 empty] | 2813930026 | H PVC-SF-15bar 19-13/25m | 88.2 | 2813920023 | FRL MO-1/2 F | 66.39
2812706510 | 428.15 | 0 | 363.93 | KIT SEAL D89 10PCS |  |  | 2812706510 | 428.15 | 363.93 | 363.93 | 363.9275 | 2813930027 | H PVC-SF-15bar 19-13/50m | 196.89 | 196.89 | 172.71 | 175.77 | [5 empty] | 2813930027 | H PVC-SF-15bar 19-13/50m | 175.77 | 2813920024 | FRL MO-3/4 F | 176.33
2812710900 | 496.48 | 0 | 422.01 | RED TEE 316L D89X3/4 NPT |  |  | 2812710900 | 496.48 | 422.01 | 422.01 | 422.008 | 2813930028 | H PVC-SF-15bar 27-19/25m | 175.04 | 175.04 | 153.54 | 156.26 | [5 empty] | 2813930028 | H PVC-SF-15bar 27-19/25m | 156.26 | 2813920025 | FRL MO-1 F | 182.13
2812712220 | 455.5 | 0 | 387.18 | PIPE CLIP 304 D89 3/8UNC 20X |  |  | 2812712220 | 455.5 | 387.18 | 387.18 | 387.175 | 2813930029 | H PVC-SF-15bar 27-19/50m | 349.46 | 349.46 | 306.54 | 311.96 | [5 empty] | 2813930029 | H PVC-SF-15bar 27-19/50m | 311.96 | 2813920026 | FRL FPR-MO-1/4 F | 132.55
2812715400 | 900.24 | 0 | 765.2 | ASSEMBLY FLANGE 316L D89 ANSI COMP |  |  | 2812715400 | 900.24 | 765.2 | 765.2 | 765.204 | 2813930030 | H PVC-SF-40bar 16-9/50m | 150.65 | 150.65 | 132.15 | 134.49 | [5 empty] | 2813930030 | H PVC-SF-40bar 16-9/50m | 134.49 | 2813920027 | FRL FPR-MO-3/8 F | 162.83
2812741000 | 300.44 | 0 | 255.37 | ASSM QUICKDROP 316L D89XD42 |  |  | 2812741000 | 300.44 | 255.37 | 255.37 | 255.374 | 2813930031 | H PVC-SF-40bar 21-13/50m | 233.88 | 233.88 | 205.16 | 208.79 | [5 empty] | 2813930031 | H PVC-SF-40bar 21-13/50m | 208.79 | 2813920028 | FRL FPR-MO-1/2 F | 176.33
2812760700 | 542.59 | 0 | 461.2 | RED TEE 316L D89XD76 |  |  | 2812760700 | 542.59 | 461.2 | 461.2 | 461.2015 | 2813940000 | SH PA-QRC-E-8bar 8-6/5m | 31.32 | 31.32 | 27.47 | 27.96 | [5 empty] | 2813940000 | SH PA-QRC-E-8bar 8-6/5m | 27.96 | 2813920029 | FRL FPR-MO-3/4 F | 282.96
2812762100 | 242.26 | 0 | 205.92 | REDUCER 316L MF D89XD76 |  |  | 2812762100 | 242.26 | 205.92 | 205.92 | 205.921 | 2813940001 | SH PA-QRC-E-8bar 8-6/7,5m | 56.87 | 56.87 | 49.89 | 50.77 | [5 empty] | 2813940001 | SH PA-QRC-E-8bar 8-6/7,5m | 50.77 | 2813920030 | FRL FPR-MO-3/4 F NPT | 337.07
2812771800 | 715.95 | 0 | 608.56 | NIPPLE 316L D89X3 NPT M |  |  | 2812771800 | 715.95 | 608.56 | 608.56 | 608.5575 | 2813940002 | SH PA-QRC-E-8bar 8-6/15m | 78.68 | 78.68 | 69.02 | 70.24 | [5 empty] | 2813940002 | SH PA-QRC-E-8bar 8-6/15m | 70.24 | 2813920031 | FRL FPR-MO-1 F | 288.72
2812800000 | 1688.91 | 0 | 1435.57 | PIPE 304L D108 x1 Single Stick 18.7' |  |  | 2812800000 | 1688.91 | 1435.57 | 1435.57 | 1435.5735 | 2813940003 | SH PA-QRC-E-8bar 10-8/10m | 76.61 | 76.61 | 67.2 | 68.39 | [5 empty] | 2813940003 | SH PA-QRC-E-8bar 10-8/10m | 68.39 | 2813920032 | FRL FPR-MO-1 F NPT | 343.99
2812800200 | 310.34 | 0 | 263.79 | EQUAL SOCKET 316L D108 |  |  | 2812800200 | 310.34 | 263.79 | 263.79 | 263.789 | 2813940004 | SH PA-QRC-U-8bar 8-6/5m | 17.8 | 17.8 | 15.61 | 15.88 | [5 empty] | 2813940004 | SH PA-QRC-U-8bar 8-6/5m | 15.88 | 2813920033 | FRL PR-1/4 F NPT | 65.13
2812800300 | 427.39 | 0 | 363.28 | ELBOW 90 DEG 316L D108 |  |  | 2812800300 | 427.39 | 363.28 | 363.28 | 363.2815 | 2813940005 | SH PA-QRC-U-8bar 8-6/10m | 23.35 | 23.35 | 20.48 | 20.84 | [5 empty] | 2813940005 | SH PA-QRC-U-8bar 8-6/10m | 20.84 | 2813920034 | FRL PR-3/8 F NPT | 86.75
2812800400 | 412.1 | 0 | 350.29 | ELBOW 45 DEG 316L D108 |  |  | 2812800400 | 412.1 | 350.29 | 350.29 | 350.285 | 2813940006 | SH PA-QRC-U-8bar 8-6/15m | 29.53 | 29.53 | 25.9 | 26.36 | [5 empty] | 2813940006 | SH PA-QRC-U-8bar 8-6/15m | 26.36 | 2813920035 | FRL PR-1/2 F NPT | 96.72
2812800500 | 765.59 | 0 | 650.75 | EQUAL TEE 316L D108 |  |  | 2812800500 | 765.59 | 650.75 | 650.75 | 650.7515 | 2813940007 | SH PA-BJ-8bar 8-6/5m | 10.93 | 10.93 | 9.59 | 9.76 | [5 empty] | 2813940007 | SH PA-BJ-8bar 8-6/5m | 9.76 | 2813920036 | FRL WS-1/4 F NPT | 38.84
2812800600 | 310.34 | 0 | 263.79 | END CAP 316L D108 |  |  | 2812800600 | 310.34 | 263.79 | 263.79 | 263.789 | 2813940008 | SH PA-BJ-8bar 8-6/10m | 17.23 | 17.23 | 15.11 | 15.37 | [5 empty] | 2813940008 | SH PA-BJ-8bar 8-6/10m | 15.37 | 2813920037 | FRL WS-3/8 F NPT | 58.75
2812805100 | 3442.29 | 0 | 2925.95 | BALL VALVE 316L D108 |  |  | 2812805100 | 3442.29 | 2925.95 | 2925.95 | 2925.9465 | 2813940009 | SH PA-BJ-8bar 8-6/15m | 23.51 | 23.51 | 20.62 | 20.99 | [5 empty] | 2813940009 | SH PA-BJ-8bar 8-6/15m | 20.99 | 2813920038 | FRL WS-1/2 F NPT | 62.21
2812806510 | 674.25 | 0 | 573.11 | KIT SEAL D108 10PCS |  |  | 2812806510 | 674.25 | 573.11 | 573.11 | 573.1125 | 2813940010 | SH PUR-QRC-E-8bar 10-6,5/6m | 59.5 | 59.5 | 52.19 | 53.12 | [5 empty] | 2813940010 | SH PUR-QRC-E-8bar 10-6,5/6m | 53.12 | 2813920039 | FRL FPR-1/4 F NPT | 88.33
2812810900 | 603.16 | 0 | 512.69 | RED TEE 316L D108X3/4 NPT |  |  | 2812810900 | 603.16 | 512.69 | 512.69 | 512.686 | 2813940011 | SH PUR-QRC-E-8bar 10-6,5/7,5m | 64.14 | 64.14 | 56.26 | 57.26 | [5 empty] | 2813940011 | SH PUR-QRC-E-8bar 10-6,5/7,5m | 57.26 | 2813920040 | FRL FPR-3/8 F NPT | 118.31
2812812220 | 499.88 | 0 | 424.9 | PIPE CLIP 304 D108 3/8UNC 20X |  |  | 2812812220 | 499.88 | 424.9 | 424.9 | 424.898 | 2813940012 | SH PUR-QRC-E-8bar 12-8/6m | 65.33 | 65.33 | 57.31 | 58.33 | [5 empty] | 2813940012 | SH PUR-QRC-E-8bar 12-8/6m | 58.33 | 2813920041 | FRL FPR-1/2 F NPT | 137.77
2812815400 | 894.02 | 0 | 759.92 | ASS.FLANGE 316L D108 ANSI COMP |  |  | 2812815400 | 894.02 | 759.92 | 759.92 | 759.917 | 2813940013 | SH PUR-QRC-E-8bar 12-8/7,5m | 72.34 | 72.34 | 63.46 | 64.58 | [5 empty] | 2813940013 | SH PUR-QRC-E-8bar 12-8/7,5m | 64.58 | 2813920042 | FRL MO-1/4 F NPT | 52.24
2812851000 | 341.19 | 0 | 290.01 | ASS. QUICKDROP 316L D108XD54 |  |  | 2812851000 | 341.19 | 290.01 | 290.01 | 290.0115 | 2813940014 | SH PUR-Rp3/8-8bar 10-6,5/7,5m | 53.58 | 53.58 | 47 | 47.83 | [5 empty] | 2813940014 | SH PUR-Rp3/8-8bar 10-6,5/7,5m | 47.83 | 2813920043 | FRL MO-3/8 F NPT | 67.78
2812870700 | 696.54 | 0 | 592.06 | RED TEE 316L D108XD89 |  |  | 2812870700 | 696.54 | 592.06 | 592.06 | 592.059 | 2813940015 | SH PUR-8bar 12-8/7,5m | 60.26 | 60.26 | 52.86 | 53.8 | [5 empty] | 2813940015 | SH PUR-8bar 12-8/7,5m | 53.8 | 2813920044 | FRL MO-1/2 F NPT | 66.4
2812872100 | 271.51 | 0 | 230.78 | REDUCER 316L MF D108XD89 |  |  | 2812872100 | 271.51 | 230.78 | 230.78 | 230.7835 | 2813940016 | Spiral Hose PUR-8bar 16-10/5m | 108.22 | 108.22 | 94.93 | 96.61 | [5 empty] | 2813940016 | Spiral Hose PUR-8bar 16-10/5m | 96.61 | 2813920045 | FRL MO-3/4 F NPT | 176.33
2812881800 | 824.19 | 0 | 700.56 | NIPPLE 316L D108X4 NPT M |  |  | 2812881800 | 824.19 | 700.56 | 700.56 | 700.5615 | 2813940017 | Spiral Hose PUR-8bar 16-10/10m | 157.37 | 157.37 | 138.04 | 140.48 | [5 empty] | 2813940017 | Spiral Hose PUR-8bar 16-10/10m | 140.48 | 2813920046 | FRL MO-1 F NPT | 182.13
[12 empty] | 2813950000 | HR PVC-QRC-U-M-15bar 15-9/20m | 163.48 | 163.48 | 143.4 | 145.93 | [5 empty] | 2813950000 | HR PVC-QRC-U-M-15bar 15-9/20m | 145.93 | 2813920047 | FRL FPR-MO-1/4 F NPT | 151.84
|  |  |  | Did not update pricing below this line | [7 empty] | 2813950001 | HR PVC-QRC-U-M-15bar 14-10/20m | 391.68 | 391.68 | 343.58 | 357.7 | [5 empty] | 2813950001 | HR PVC-QRC-U-M-15bar 14-10/20m | 357.7 | 2813920048 | FRL FPR-MO-3/8 F NPT | 186.52
[7 empty] | 2813002200 | 0 | 0 | 0 | 0 | 2813950002 | HR PVC-QRC-U-A-15bar 12-8/9m | 255.36 | 255.36 | 224 | 227.96 | [5 empty] | 2813950002 | HR PVC-QRC-U-A-15bar 12-8/9m | 227.96 | 2813920049 | FRL FPR-MO-1/2 F NPT | 201.98
[7 empty] | 2813002505 | 0 | 0 | 0 | 0 | 2813950003 | HR PVC-QRC-U-A-15bar 12-8/15m | 314.54 | 314.54 | 275.91 | 280.8 | [5 empty] | 2813950003 | HR PVC-QRC-U-A-15bar 12-8/15m | 280.8 | 2813930000 | H PVC-QRC-E-15BAR 11-6/5M | 21.78
[7 empty] | 2813002580 | 0 | 0 | 0 | 0 | 2813950004 | HR PVC-QRC-U-A-15bar 12-8/10m | 502.57 | 502.57 | 440.85 | 448.65 | [5 empty] | 2813950004 | HR PVC-QRC-U-A-15bar 12-8/10m | 448.65 | 2813930001 | H PVC-QRC-E-15BAR 11-6/10M | 28.13
[7 empty] | 2813002581 | 0 | 0 | 0 | 0 | 2813950005 | HR PVC-QRC-U-A-15bar 12-8/15m | 623.03 | 623.03 | 546.52 | 556.2 | [5 empty] | 2813950005 | HR PVC-QRC-U-A-15bar 12-8/15m | 556.2 | 2813930002 | H PVC-QRC-E-15BAR 15-9/5M | 25.14
[7 empty] | 2813002582 | 0 | 0 | 0 | 0 | 2813950006 | HR PVC-QRC-U-A-15bar 14-10/15m | 843.55 | 843.55 | 739.96 | 753.06 | [5 empty] | 2813950006 | HR PVC-QRC-U-A-15bar 14-10/15m | 753.06 | 2813930003 | H PVC-QRC-E-15BAR 15-9/10M | 35.67
[7 empty] | 2813002583 | 0 | 0 | 0 | 0 | 2813950007 | HR PVC-QRC-U-A-15bar 18-13/15m | 850.25 | 850.25 | 745.83 | 759.03 | [5 empty] | 2813950007 | HR PVC-QRC-U-A-15bar 18-13/15m | 759.03 | 2813930004 | H PVC-QRC-E-15BAR 18-13/10M | 43.96
[7 empty] | 2813002680 | 0 | 0 | 0 | 0 | 2813950008 | HR B 18-13/15 | 80.64 | 80.64 | 70.74 | 71.99 | [5 empty] | 2813950008 | HR B 18-13/15 | 71.99 | 2813930005 | H PVC-QRC-U-15BAR 11-6/5M | 21.78
[7 empty] | 2813002681 | 0 | 0 | 0 | 0 | 2813960000 | EQ SST-0,4-1,0kg | #N/A | #N/A | #N/A | 80.71 | [5 empty] | 2813960000 | EQ SST-0,4-1,0kg | 80.71 | 2813930006 | H PVC-QRC-U-15BAR 11-6/10M | 28.13
[7 empty] | 2813002682 | 0 | 0 | 0 | 0 | 2813960001 | EQ SST-1,0-2,0kg | #N/A | #N/A | #N/A | 84.07 | [5 empty] | 2813960001 | EQ SST-1,0-2,0kg | 84.07 | 2813930007 | H PVC-QRC-U-15BAR 15-9/5M | 25.13
[7 empty] | 2813002700 | 0 | 0 | 0 | 0 | 2813960002 | EQ SST-2,0-3,0kg | #N/A | #N/A | #N/A | 87.44 | [5 empty] | 2813960002 | EQ SST-2,0-3,0kg | 87.44 | 2813930008 | H PVC-QRC-U-15BAR 15-9/10M | 35.67
[7 empty] | 2813002701 | 0 | 0 | 0 | 0 | 2813960003 | EQ SST-2,0-4,0kg | #N/A | #N/A | #N/A | 225.32 | [5 empty] | 2813960003 | EQ SST-2,0-4,0kg | 225.32 | 2813930009 | H PVC-QRC-U-15BAR 18-13/10M | 43.96
[7 empty] | 2813002702 | 0 | 0 | 0 | 0 | 2813960004 | EQ SST-4,0-6,0kg | #N/A | #N/A | #N/A | 235.41 | [5 empty] | 2813960004 | EQ SST-4,0-6,0kg | 235.41 | 2813930010 | H PVC-QRC-E-OR-15BAR 15-9/10M | 41.4
[7 empty] | 2813004000 | 0 | 0 | 0 | 0 | 2813960005 | EQ SST-6,0-8,0kg | #N/A | #N/A | #N/A | 238.78 | [5 empty] | 2813960005 | EQ SST-6,0-8,0kg | 238.78 | 2813930011 | H PVC-QRC-E-SF-15BAR 11-6/5M | 23.04
[7 empty] | 2813014000 | 0 | 0 | 0 | 0 | 2813960006 | EQ SST-PUR-8bar-6-4/1,4m-0,8kg | #N/A | #N/A | #N/A | 300.52 | [5 empty] | 2813960006 | EQ SST-PUR-8bar-6-4/1,4m-0,8kg | 300.52 | 2813930012 | H PVC-QRC-E-SF-15BAR 11-6/10M | 30.86
[7 empty] | 2813024000 | 0 | 0 | 0 | 0 | 2813960007 | EQ SST-PUR-8bar-6-4/1,4m-1,5kg | #N/A | #N/A | #N/A | 311.72 | [5 empty] | 2813960007 | EQ SST-PUR-8bar-6-4/1,4m-1,5kg | 311.72 | 2813930013 | H PVC-QRC-E-SF-15BAR 15-10/5M | 32.04
[7 empty] | 2813034000 | 0 | 0 | 0 | 0 | 2813960008 | EQ SST-PUR-8bar-6-4/1,4m-2,5kg | #N/A | #N/A | #N/A | 321.1 | [5 empty] | 2813960008 | EQ SST-PUR-8bar-6-4/1,4m-2,5kg | 321.1 | 2813930014 | H PVC-QRC-E-SF-15BAR 15-10/10M | 45.78
[7 empty] | 2813044000 | 0 | 0 | 0 | 0 | 2813960009 | EQ EB-PVC-2QRC-SF-15bar-6*230V | #N/A | #N/A | #N/A | 607.75 | [5 empty] | 2813960009 | EQ EB-PVC-2QRC-SF-15bar-6*230V | 607.75 | 2813930015 | H PVC-15BAR 11-6/25M | 31.43
[7 empty] | 2813054000 | 0 | 0 | 0 | 0 | 2813960010 | EQ EB-PVC-2QRC-SF-15bar-6*230V-1*400V | #N/A | #N/A | #N/A | 730.13 | [5 empty] | 2813960010 | EQ EB-PVC-2QRC-SF-15bar-6*230V-1*400V | 730.13 | 2813930016 | H PVC-15BAR 11-6/50M | 66.72
[7 empty] | 2813064000 | 0 | 0 | 0 | 0 | 2813960011 | EQ EB-PVC-QRC-SF-12bar-3*230V | #N/A | #N/A | #N/A | 277.43 | [5 empty] | 2813960011 | EQ EB-PVC-QRC-SF-12bar-3*230V | 277.43 | 2813930017 | H PVC-15BAR 15-9/25M | 45.57
[7 empty] | 2813074000 | 0 | 0 | 0 | 0 | [14 empty] | 2813930018 | H PVC-15BAR 15-9/50M | 92.38
[7 empty] | 2813100000 | 0 | 0 | 0 | 0 | [14 empty] | 2813930019 | H PVC-15BAR 18-13/25M | 63.54
[7 empty] | 2813100280 | 0 | 0 | 0 | 0 | [14 empty] | 2813930020 | H PVC-15BAR 18-13/50M | 126.32
[7 empty] | 2813100281 | 0 | 0 | 0 | 0 | [14 empty] | 2813930021 | H PVC-OR-15BAR 15-9/25M | 56.93
[7 empty] | 2813100380 | 0 | 0 | 0 | 0 | [14 empty] | 2813930022 | H PVC-SF-15BAR 11-6/25M | 36.79
[7 empty] | 2813100381 | 0 | 0 | 0 | 0 | [14 empty] | 2813930023 | H PVC-SF-15BAR 11-6/50M | 75.9
[7 empty] | 2813100480 | 0 | 0 | 0 | 0 | [14 empty] | 2813930024 | H PVC-SF-15BAR 15-10/25M | 61.13
[7 empty] | 2813100580 | 0 | 0 | 0 | 0 | [14 empty] | 2813930025 | H PVC-SF-15BAR 15-10/50M | 121.62
[7 empty] | 2813100680 | 0 | 0 | 0 | 0 | [14 empty] | 2813930026 | H PVC-SF-15BAR 19-13/25M | 86.67
[7 empty] | 2813101300 | 0 | 0 | 0 | 0 | [14 empty] | 2813930027 | H PVC-SF-15BAR 19-13/50M | 172.71
[7 empty] | 2813101780 | 0 | 0 | 0 | 0 | [14 empty] | 2813930028 | H PVC-SF-15BAR 27-19/25M | 153.54
[7 empty] | 2813101980 | 0 | 0 | 0 | 0 | [14 empty] | 2813930029 | H PVC-SF-15BAR 27-19/50M | 306.54
[7 empty] | 2813102200 | 0 | 0 | 0 | 0 | [14 empty] | 2813930030 | H PVC-SF-40BAR 16-9/50M | 132.15
[7 empty] | 2813102800 | 0 | 0 | 0 | 0 | [14 empty] | 2813930031 | H PVC-SF-40BAR 21-13/50M | 205.16
[7 empty] | 2813105180 | 0 | 0 | 0 | 0 | [14 empty] | 2813940000 | SH PA-QRC-E-8BAR 8-6/5M | 27.47
[7 empty] | 2813110000 | 0 | 0 | 0 | 0 | [14 empty] | 2813940001 | SH PA-QRC-E-8BAR 8-6/7.5M | 49.89
[7 empty] | 2813112800 | 0 | 0 | 0 | 0 | [14 empty] | 2813940002 | SH PA-QRC-E-8BAR 8-6/15M | 69.02
[7 empty] | 2813120000 | 0 | 0 | 0 | 0 | [14 empty] | 2813940003 | SH PA-QRC-E-8BAR 10-8/10M | 67.2
[7 empty] | 2813122200 | 0 | 0 | 0 | 0 | [14 empty] | 2813940004 | SH PA-QRC-U-8BAR 8-6/5M | 15.61
[7 empty] | 2813130000 | 0 | 0 | 0 | 0 | [14 empty] | 2813940005 | SH PA-QRC-U-8BAR 8-6/10M | 20.48
[7 empty] | 2813140000 | 0 | 0 | 0 | 0 | [14 empty] | 2813940006 | SH PA-QRC-U-8BAR 8-6/15M | 25.9
[7 empty] | 2813200000 | 0 | 0 | 0 | 0 | [14 empty] | 2813940007 | SH PA-BJ-8BAR 8-6/5M | 9.59
[7 empty] | 2813200280 | 0 | 0 | 0 | 0 | [14 empty] | 2813940008 | SH PA-BJ-8BAR 8-6/10M | 15.11
[7 empty] | 2813200281 | 0 | 0 | 0 | 0 | [14 empty] | 2813940009 | SH PA-BJ-8BAR 8-6/15M | 20.62
[7 empty] | 2813200380 | 0 | 0 | 0 | 0 | [14 empty] | 2813940010 | SH PUR-QRC-E-8BAR 10-6.5/6M | 52.19
[7 empty] | 2813200381 | 0 | 0 | 0 | 0 | [14 empty] | 2813940011 | SH PUR-QRC-E-8BAR 10-6.5/7.5M | 56.26
[7 empty] | 2813200480 | 0 | 0 | 0 | 0 | [14 empty] | 2813940012 | SH PUR-QRC-E-8BAR 12-8/6M | 57.31
[7 empty] | 2813200580 | 0 | 0 | 0 | 0 | [14 empty] | 2813940013 | SH PUR-QRC-E-8BAR 12-8/7.5M | 63.46
[7 empty] | 2813200680 | 0 | 0 | 0 | 0 | [14 empty] | 2813940014 | SH PUR-RP3/8-8BAR 10-6.5/7.5M | 47
[7 empty] | 2813201300 | 0 | 0 | 0 | 0 | [14 empty] | 2813940015 | SH PUR-8BAR 12-8/7.5M | 52.86
[7 empty] | 2813201780 | 0 | 0 | 0 | 0 | [14 empty] | 2813940016 | SH PUR-15BAR 16-10/5M | 94.93
[7 empty] | 2813201980 | 0 | 0 | 0 | 0 | [14 empty] | 2813940017 | SH PUR-15BAR 16-10/10M | 138.04
[7 empty] | 2813202200 | 0 | 0 | 0 | 0 | [14 empty] | 2813950000 | HR PVC-QRC-U-M-15BAR 15-9/20M | 143.4
[7 empty] | 2813202800 | 0 | 0 | 0 | 0 | [14 empty] | 2813950001 | HR PUR-QRC-U-M-15BAR 14-10/20M | 343.58
[7 empty] | 2813205180 | 0 | 0 | 0 | 0 | [14 empty] | 2813950002 | HR PUR-QRC-U-A-15BAR 12-8/9M | 224
[7 empty] | 2813210000 | 0 | 0 | 0 | 0 | [14 empty] | 2813950003 | HR PUR-QRC-U-A-15BAR 12-8/15M | 275.91
[7 empty] | 2813211300 | 0 | 0 | 0 | 0 | [14 empty] | 2813950004 | HR PUR-QRC-U-A-15BAR 12-8/10M | 440.85
[7 empty] | 2813211780 | 0 | 0 | 0 | 0 | [14 empty] | 2813950005 | HR PUR-QRC-U-A-15BAR 12-8/15M | 546.52
[7 empty] | 2813211980 | 0 | 0 | 0 | 0 | [14 empty] | 2813950006 | HR PUR-QRC-U-A-15BAR 14-10/15M | 739.96
[7 empty] | 2813220000 | 0 | 0 | 0 | 0 | [14 empty] | 2813950007 | HR PUR-QRC-U-A-15BAR 18-13/15M | 745.83
[7 empty] | 2813222800 | 0 | 0 | 0 | 0 | [14 empty] | 2813950008 | HR B 18-13/15 | 70.74
[7 empty] | 2813230000 | 0 | 0 | 0 | 0
[7 empty] | 2813240000 | 0 | 0 | 0 | 0
[7 empty] | 2813300000 | 0 | 0 | 0 | 0
[7 empty] | 2813300280 | 0 | 0 | 0 | 0
[7 empty] | 2813300281 | 0 | 0 | 0 | 0
[7 empty] | 2813300380 | 0 | 0 | 0 | 0
[7 empty] | 2813300480 | 0 | 0 | 0 | 0
[7 empty] | 2813300580 | 0 | 0 | 0 | 0
[7 empty] | 2813300680 | 0 | 0 | 0 | 0
[7 empty] | 2813301300 | 0 | 0 | 0 | 0
[7 empty] | 2813301780 | 0 | 0 | 0 | 0
[7 empty] | 2813301980 | 0 | 0 | 0 | 0
[7 empty] | 2813302200 | 0 | 0 | 0 | 0
[7 empty] | 2813302800 | 0 | 0 | 0 | 0
[7 empty] | 2813305180 | 0 | 0 | 0 | 0
[7 empty] | 2813310000 | 0 | 0 | 0 | 0
[7 empty] | 2813310381 | 0 | 0 | 0 | 0
[7 empty] | 2813310780 | 0 | 0 | 0 | 0
[7 empty] | 2813311300 | 0 | 0 | 0 | 0
[7 empty] | 2813311780 | 0 | 0 | 0 | 0
[7 empty] | 2813311980 | 0 | 0 | 0 | 0
[7 empty] | 2813316280 | 0 | 0 | 0 | 0
[7 empty] | 2813320000 | 0 | 0 | 0 | 0
[7 empty] | 2813320780 | 0 | 0 | 0 | 0
[7 empty] | 2813326280 | 0 | 0 | 0 | 0
[7 empty] | 2813330000 | 0 | 0 | 0 | 0
[7 empty] | 2813332200 | 0 | 0 | 0 | 0
[7 empty] | 2813332800 | 0 | 0 | 0 | 0
[7 empty] | 2813340000 | 0 | 0 | 0 | 0
[7 empty] | 2813400000 | 0 | 0 | 0 | 0
[7 empty] | 2813400280 | 0 | 0 | 0 | 0
[7 empty] | 2813400281 | 0 | 0 | 0 | 0
[7 empty] | 2813400380 | 0 | 0 | 0 | 0
[7 empty] | 2813400480 | 0 | 0 | 0 | 0
[7 empty] | 2813400580 | 0 | 0 | 0 | 0
[7 empty] | 2813400680 | 0 | 0 | 0 | 0
[7 empty] | 2813402200 | 0 | 0 | 0 | 0
[7 empty] | 2813402800 | 0 | 0 | 0 | 0
[7 empty] | 2813405180 | 0 | 0 | 0 | 0
[7 empty] | 2813410000 | 0 | 0 | 0 | 0
[7 empty] | 2813420381 | 0 | 0 | 0 | 0
[7 empty] | 2813420780 | 0 | 0 | 0 | 0
[7 empty] | 2813421300 | 0 | 0 | 0 | 0
[7 empty] | 2813421780 | 0 | 0 | 0 | 0
[7 empty] | 2813421980 | 0 | 0 | 0 | 0
[7 empty] | 2813426280 | 0 | 0 | 0 | 0
[7 empty] | 2813430780 | 0 | 0 | 0 | 0
[7 empty] | 2813430781 | 0 | 0 | 0 | 0
[7 empty] | 2813436280 | 0 | 0 | 0 | 0
[7 empty] | 2813440000 | 0 | 0 | 0 | 0
[7 empty] | 2813442200 | 0 | 0 | 0 | 0
[7 empty] | 2813442800 | 0 | 0 | 0 | 0
[7 empty] | 2813910000 | 0 | 0 | 0 | 0
[7 empty] | 2813910001 | 0 | 0 | 0 | 0
[7 empty] | 2813910002 | 0 | 0 | 0 | 0
[7 empty] | 2813910003 | 0 | 0 | 0 | 0
[7 empty] | 2813910004 | 0 | 0 | 0 | 0
[7 empty] | 2813910005 | 0 | 0 | 0 | 0
[7 empty] | 2813910006 | 0 | 0 | 0 | 0
[7 empty] | 2813910007 | 0 | 0 | 0 | 0
[7 empty] | 2813910008 | 0 | 0 | 0 | 0
[7 empty] | 2813910009 | 0 | 0 | 0 | 0
[7 empty] | 2813910010 | 0 | 0 | 0 | 0
[7 empty] | 2813910011 | 0 | 0 | 0 | 0
[7 empty] | 2813910012 | 0 | 0 | 0 | 0
[7 empty] | 2813910013 | 0 | 0 | 0 | 0
[7 empty] | 2813910014 | 0 | 0 | 0 | 0
[7 empty] | 2813910015 | 0 | 0 | 0 | 0
[7 empty] | 2813910016 | 0 | 0 | 0 | 0
[7 empty] | 2813910017 | 0 | 0 | 0 | 0
[7 empty] | 2813910018 | 0 | 0 | 0 | 0
[7 empty] | 2813910019 | 0 | 0 | 0 | 0
[7 empty] | 2813910020 | 0 | 0 | 0 | 0
[7 empty] | 2813910021 | 0 | 0 | 0 | 0
[7 empty] | 2813910022 | 0 | 0 | 0 | 0
[7 empty] | 2813910023 | 0 | 0 | 0 | 0
[7 empty] | 2813910024 | 0 | 0 | 0 | 0
[7 empty] | 2813910025 | 0 | 0 | 0 | 0
[7 empty] | 2813910026 | 0 | 0 | 0 | 0
[7 empty] | 2813910027 | 0 | 0 | 0 | 0
[7 empty] | 2813910028 | 0 | 0 | 0 | 0
[7 empty] | 2813910029 | 0 | 0 | 0 | 0
[7 empty] | 2813910030 | 0 | 0 | 0 | 0
[7 empty] | 2813910031 | 0 | 0 | 0 | 0
[7 empty] | 2813910032 | 0 | 0 | 0 | 0
[7 empty] | 2813910033 | 0 | 0 | 0 | 0
[7 empty] | 2813910034 | 0 | 0 | 0 | 0
[7 empty] | 2813910035 | 0 | 0 | 0 | 0
[7 empty] | 2813910036 | 0 | 0 | 0 | 0
[7 empty] | 2813910037 | 0 | 0 | 0 | 0
[7 empty] | 2813910038 | 0 | 0 | 0 | 0
[7 empty] | 2813910039 | 0 | 0 | 0 | 0
[7 empty] | 2813910040 | 0 | 0 | 0 | 0
[7 empty] | 2813910041 | 0 | 0 | 0 | 0
[7 empty] | 2813910042 | 0 | 0 | 0 | 0
[7 empty] | 2813910043 | 0 | 0 | 0 | 0
[7 empty] | 2813910044 | 0 | 0 | 0 | 0
[7 empty] | 2813910045 | 0 | 0 | 0 | 0
[7 empty] | 2813910046 | 0 | 0 | 0 | 0
[7 empty] | 2813910047 | 0 | 0 | 0 | 0
[7 empty] | 2813910048 | 0 | 0 | 0 | 0
[7 empty] | 2813910049 | 0 | 0 | 0 | 0
[7 empty] | 2813910050 | 0 | 0 | 0 | 0
[7 empty] | 2813910051 | 0 | 0 | 0 | 0
[7 empty] | 2813910052 | 0 | 0 | 0 | 0
[7 empty] | 2813910053 | 0 | 0 | 0 | 0
[7 empty] | 2813910054 | 0 | 0 | 0 | 0
[7 empty] | 2813910055 | 0 | 0 | 0 | 0
[7 empty] | 2813910056 | 0 | 0 | 0 | 0
[7 empty] | 2813910057 | 0 | 0 | 0 | 0
[7 empty] | 2813910058 | 0 | 0 | 0 | 0
[7 empty] | 2813910059 | 0 | 0 | 0 | 0
[7 empty] | 2813910060 | 0 | 0 | 0 | 0
[7 empty] | 2813910061 | 0 | 0 | 0 | 0
[7 empty] | 2813910062 | 0 | 0 | 0 | 0
[7 empty] | 2813910063 | 0 | 0 | 0 | 0
[7 empty] | 2813910064 | 0 | 0 | 0 | 0
[7 empty] | 2813910065 | 0 | 0 | 0 | 0
[7 empty] | 2813910066 | 0 | 0 | 0 | 0
[7 empty] | 2813910067 | 0 | 0 | 0 | 0
[7 empty] | 2813910068 | 0 | 0 | 0 | 0
[7 empty] | 2813910069 | 0 | 0 | 0 | 0
[7 empty] | 2813910070 | 0 | 0 | 0 | 0
[7 empty] | 2813910071 | 0 | 0 | 0 | 0
[7 empty] | 2813910072 | 0 | 0 | 0 | 0
[7 empty] | 2813910073 | 0 | 0 | 0 | 0
[7 empty] | 2813910074 | 0 | 0 | 0 | 0
[7 empty] | 2813910075 | 0 | 0 | 0 | 0
[7 empty] | 2813910076 | 0 | 0 | 0 | 0
[7 empty] | 2813910077 | 0 | 0 | 0 | 0
[7 empty] | 2813910078 | 0 | 0 | 0 | 0
[7 empty] | 2813910079 | 0 | 0 | 0 | 0
[7 empty] | 2813910080 | 0 | 0 | 0 | 0
[7 empty] | 2813910081 | 0 | 0 | 0 | 0
[7 empty] | 2813910082 | 0 | 0 | 0 | 0
[7 empty] | 2813910083 | 0 | 0 | 0 | 0
[7 empty] | 2813910084 | 0 | 0 | 0 | 0
[7 empty] | 2813910085 | 0 | 0 | 0 | 0
[7 empty] | 2813910086 | 0 | 0 | 0 | 0
[7 empty] | 2813910087 | 0 | 0 | 0 | 0
[7 empty] | 2813910088 | 0 | 0 | 0 | 0
[7 empty] | 2813910089 | 0 | 0 | 0 | 0
[7 empty] | 2813910090 | 0 | 0 | 0 | 0
[7 empty] | 2813910091 | 0 | 0 | 0 | 0
[7 empty] | 2813910092 | 0 | 0 | 0 | 0
[7 empty] | 2813920000 | 0 | 0 | 0 | 0
[7 empty] | 2813920001 | 0 | 0 | 0 | 0
[7 empty] | 2813920002 | 0 | 0 | 0 | 0
[7 empty] | 2813920003 | 0 | 0 | 0 | 0
[7 empty] | 2813920004 | 0 | 0 | 0 | 0
[7 empty] | 2813920005 | 0 | 0 | 0 | 0
[7 empty] | 2813920006 | 0 | 0 | 0 | 0
[7 empty] | 2813920007 | 0 | 0 | 0 | 0
[7 empty] | 2813920008 | 0 | 0 | 0 | 0
[7 empty] | 2813920009 | 0 | 0 | 0 | 0
[7 empty] | 2813920010 | 0 | 0 | 0 | 0
[7 empty] | 2813920011 | 0 | 0 | 0 | 0
[7 empty] | 2813920012 | 0 | 0 | 0 | 0
[7 empty] | 2813920013 | 0 | 0 | 0 | 0
[7 empty] | 2813920014 | 0 | 0 | 0 | 0
[7 empty] | 2813920015 | 0 | 0 | 0 | 0
[7 empty] | 2813920016 | 0 | 0 | 0 | 0
[7 empty] | 2813920017 | 0 | 0 | 0 | 0
[7 empty] | 2813920018 | 0 | 0 | 0 | 0
[7 empty] | 2813920019 | 0 | 0 | 0 | 0
[7 empty] | 2813920020 | 0 | 0 | 0 | 0
[7 empty] | 2813920021 | 0 | 0 | 0 | 0
[7 empty] | 2813920022 | 0 | 0 | 0 | 0
[7 empty] | 2813920023 | 0 | 0 | 0 | 0
[7 empty] | 2813920024 | 0 | 0 | 0 | 0
[7 empty] | 2813920025 | 0 | 0 | 0 | 0
[7 empty] | 2813920026 | 0 | 0 | 0 | 0
[7 empty] | 2813920027 | 0 | 0 | 0 | 0
[7 empty] | 2813920028 | 0 | 0 | 0 | 0
[7 empty] | 2813920029 | 0 | 0 | 0 | 0
[7 empty] | 2813920030 | 0 | 0 | 0 | 0
[7 empty] | 2813920031 | 0 | 0 | 0 | 0
[7 empty] | 2813920032 | 0 | 0 | 0 | 0
[7 empty] | 2813920033 | 0 | 0 | 0 | 0
[7 empty] | 2813920034 | 0 | 0 | 0 | 0
[7 empty] | 2813920035 | 0 | 0 | 0 | 0
[7 empty] | 2813920036 | 0 | 0 | 0 | 0
[7 empty] | 2813920037 | 0 | 0 | 0 | 0
[7 empty] | 2813920038 | 0 | 0 | 0 | 0
[7 empty] | 2813920039 | 0 | 0 | 0 | 0
[7 empty] | 2813920040 | 0 | 0 | 0 | 0
[7 empty] | 2813920041 | 0 | 0 | 0 | 0
[7 empty] | 2813920042 | 0 | 0 | 0 | 0
[7 empty] | 2813920043 | 0 | 0 | 0 | 0
[7 empty] | 2813920044 | 0 | 0 | 0 | 0
[7 empty] | 2813920045 | 0 | 0 | 0 | 0
[7 empty] | 2813920046 | 0 | 0 | 0 | 0
[7 empty] | 2813920047 | 0 | 0 | 0 | 0
[7 empty] | 2813920048 | 0 | 0 | 0 | 0
[7 empty] | 2813920049 | 0 | 0 | 0 | 0
[7 empty] | 2813930000 | 0 | 0 | 0 | 0
[7 empty] | 2813930001 | 0 | 0 | 0 | 0
[7 empty] | 2813930002 | 0 | 0 | 0 | 0
[7 empty] | 2813930003 | 0 | 0 | 0 | 0
[7 empty] | 2813930004 | 0 | 0 | 0 | 0
[7 empty] | 2813930005 | 0 | 0 | 0 | 0
[7 empty] | 2813930006 | 0 | 0 | 0 | 0
[7 empty] | 2813930007 | 0 | 0 | 0 | 0
[7 empty] | 2813930008 | 0 | 0 | 0 | 0
[7 empty] | 2813930009 | 0 | 0 | 0 | 0
[7 empty] | 2813930010 | 0 | 0 | 0 | 0
[7 empty] | 2813930011 | 0 | 0 | 0 | 0
[7 empty] | 2813930012 | 0 | 0 | 0 | 0
[7 empty] | 2813930013 | 0 | 0 | 0 | 0
[7 empty] | 2813930014 | 0 | 0 | 0 | 0
[7 empty] | 2813930015 | 0 | 0 | 0 | 0
[7 empty] | 2813930016 | 0 | 0 | 0 | 0
[7 empty] | 2813930017 | 0 | 0 | 0 | 0
[7 empty] | 2813930018 | 0 | 0 | 0 | 0
[7 empty] | 2813930019 | 0 | 0 | 0 | 0
[7 empty] | 2813930020 | 0 | 0 | 0 | 0
[7 empty] | 2813930021 | 0 | 0 | 0 | 0
[7 empty] | 2813930022 | 0 | 0 | 0 | 0
[7 empty] | 2813930023 | 0 | 0 | 0 | 0
[7 empty] | 2813930024 | 0 | 0 | 0 | 0
[7 empty] | 2813930025 | 0 | 0 | 0 | 0
[7 empty] | 2813930026 | 0 | 0 | 0 | 0
[7 empty] | 2813930027 | 0 | 0 | 0 | 0
[7 empty] | 2813930028 | 0 | 0 | 0 | 0
[7 empty] | 2813930029 | 0 | 0 | 0 | 0
[7 empty] | 2813930030 | 0 | 0 | 0 | 0
[7 empty] | 2813930031 | 0 | 0 | 0 | 0
[7 empty] | 2813940000 | 0 | 0 | 0 | 0
[7 empty] | 2813940001 | 0 | 0 | 0 | 0
[7 empty] | 2813940002 | 0 | 0 | 0 | 0
[7 empty] | 2813940003 | 0 | 0 | 0 | 0
[7 empty] | 2813940004 | 0 | 0 | 0 | 0
[7 empty] | 2813940005 | 0 | 0 | 0 | 0
[7 empty] | 2813940006 | 0 | 0 | 0 | 0
[7 empty] | 2813940007 | 0 | 0 | 0 | 0
[7 empty] | 2813940008 | 0 | 0 | 0 | 0
[7 empty] | 2813940009 | 0 | 0 | 0 | 0
[7 empty] | 2813940010 | 0 | 0 | 0 | 0
[7 empty] | 2813940011 | 0 | 0 | 0 | 0
[7 empty] | 2813940012 | 0 | 0 | 0 | 0
[7 empty] | 2813940013 | 0 | 0 | 0 | 0
[7 empty] | 2813940014 | 0 | 0 | 0 | 0
[7 empty] | 2813940015 | 0 | 0 | 0 | 0
[7 empty] | 2813940016 | 0 | 0 | 0 | 0
[7 empty] | 2813940017 | 0 | 0 | 0 | 0
[7 empty] | 2813950000 | 0 | 0 | 0 | 0
[7 empty] | 2813950001 | 0 | 0 | 0 | 0
[7 empty] | 2813950002 | 0 | 0 | 0 | 0
[7 empty] | 2813950003 | 0 | 0 | 0 | 0
[7 empty] | 2813950004 | 0 | 0 | 0 | 0
[7 empty] | 2813950005 | 0 | 0 | 0 | 0
[7 empty] | 2813950006 | 0 | 0 | 0 | 0
[7 empty] | 2813950007 | 0 | 0 | 0 | 0
[7 empty] | 2813950008 | 0 | 0 | 0 | 0
[7 empty] | 2813960000 | 0 | 0 | 0 | 0
[7 empty] | 2813960001 | 0 | 0 | 0 | 0
[7 empty] | 2813960002 | 0 | 0 | 0 | 0
[7 empty] | 2813960003 | 0 | 0 | 0 | 0
[7 empty] | 2813960004 | 0 | 0 | 0 | 0
[7 empty] | 2813960005 | 0 | 0 | 0 | 0
[7 empty] | 2813960006 | 0 | 0 | 0 | 0
[7 empty] | 2813960007 | 0 | 0 | 0 | 0
[7 empty] | 2813960008 | 0 | 0 | 0 | 0
[7 empty] | 2813960009 | 0 | 0 | 0 | 0
[7 empty] | 2813960010 | 0 | 0 | 0 | 0
[7 empty] | 2813960011 | 0 | 0 | 0 | 0
[7 empty] | 2811007700 | 12.45 | 10.58 | 10.58 | 10.5825
AIRnet Price Management
Note on B7: Not part of Atlas Copco's price list May 2022.
Note on E18: Lookup manually
Note on D30: Lookup manually
Note on G774: David Ritchie: Not on price list

## Parts List (hidden)
2811100001 | Aluminum Pipe (length 18.7 ft) | 35.62
2811200001 | Aluminum Pipe (length 18.7 ft) | 54.78
2811400001 | Aluminum Pipe (length 18.7 ft) | 81.54
2811500001 | Aluminum Pipe (length 18.7 ft) | 106.24
2810660001 | Aluminum Pipe (length 18.7 ft) | 129.92
2810770001 | Aluminum Pipe (length 18.7 ft) | 182.25
2810880000 | Aluminum Pipe (length 18.7 ft) | 187.91
2810900000 | Aluminum Pipe (length 18.7 ft) | 434.17
2811106101 | Aluminum Pipe Nitrogen | 35.62
2811206101 | Aluminum Pipe Nitrogen | 54.78
2810100105 | S-Bend (package of 5) | 40.65
2810200105 | S-Bend (package of 5) | 50.29
2811112220 | Pipe Clip (box of 20) | 31.12
2811212220 | Pipe Clip (box of 20) | 33.23
2811412220 | Pipe Clip (box of 20) | 35.9
2811512220 | Pipe Clip (box of 20) | 52.18
2811612220 | Pipe Clip (box of 20) | 89.63
2811712220 | Pipe Clip (box of 20) | 91.13
2810802200 | Pipe Clip ( 1 each) | 9.66
2810912210 | Pipe Clip (box of 10) | 124.47
2811002710 | Pipe Clip Spacer (box of 10) | 15.08
2811012710 | Pipe Clip Spacer (box of 10) | 30.16
2811022710 | Pipe Clip Spacer (box of 10) | 45.24
2811032710 | Pipe Clip Spacer (box of 10) | 125.29
2811100280 | Equal Union (Push to Fit Series) | 12.51
2811200280 | Equal Union (Push to Fit Series) | 18.5
2811400280 | Equal Union (Push to Fit Series) | 25.01
2811500280 | Equal Union (Push to Fit Series) | 39.68
2810600200 | Equal Union | 59.47
2810700200 | Equal Union | 92.62
2810800200 | Equal Union | 105
2810900200 | Equal Union | 123.75
2811212180 | Reduction Union (Push to Fit Series) | 20.69
2811422180 | Reduction Union (Push to Fit Series) | 26.54
2811542180 | Reduction Union (Push to Fit Series) | 41.72
2811652180 | Reduction Union (Push to Fit Series) | 59.67
2810762100 | Reduction Union | 74.6
2810872100 | Reduction Union | 100.53
2810982100 | Reduction Union | 149.25
2811100380 | 90° Elbow (Push to Fit Series) | 13.86
2811200380 | 90° Elbow (Push to Fit Series) | 18.19
2811400380 | 90° Elbow (Push to Fit Series) | 27.79
2811500380 | 90° Elbow (Push to Fit Series) | 50.85
2810600300 | 90° Elbow | 64.23
2810700300 | 90° Elbow | 84.1
2810800300 | 90° Elbow | 107.37
2810900300 | 90° Elbow | 149.25
2811100480 | 45° Elbow (Push to Fit Series) | 17.26
2811200480 | 45° Elbow (Push to Fit Series) | 18.99
2811400480 | 45° Elbow (Push to Fit Series) | 29.63
2811500480 | 45° Elbow (Push to Fit Series) | 54.95
2810800400 | 45° Elbow | 108.22
2810900400 | 45° Elbow | 149.25
2811100580 | Equal Tee (Push to Fit Series) | 18.26
2811200580 | Equal Tee (Push to Fit Series) | 25.6
2811400580 | Equal Tee (Push to Fit Series) | 41.68
2811500580 | Equal Tee (Push to Fit Series) | 63.08
2810600500 | Equal Tee | 75.31
2810700500 | Equal Tee | 121.54
2810800500 | Equal Tee | 117.47
2810900500 | Equal Tee | 211.5
2811210780 | Reducing Tee (Push to Fit Series) | 25.89
2811410780 | Reducing Tee (Push to Fit Series) | 42.78
2811420780 | Reducing Tee (Push to Fit Series) | 42.78
2811510780 | Reducing Tee (Push to Fit Series) | 58.46
2811520780 | Reducing Tee (Push to Fit Series) | 60
2811540780 | Reducing Tee (Push to Fit Series) | 61.65
2811650780 | Reducing Tee (Push to Fit Series) | 71.25
2810760700 | Reducing Tee | 74.6
2810850700 | Reducing Tee | 112.19
2810860700 | Reducing Tee | 114.43
2810870700 | Reducing Tee | 127.1
2810980700 | Reducing Tee | 201
2811000980 | Threaded Reducing Tee (NPT reduced outlet - PF Series) | 24.75
2811100980 | Threaded Reducing Tee (NPT reduced outlet - PF Series) | 24.59
2811200980 | Threaded Reducing Tee (NPT reduced outlet - PF Series) | 30.47
2811420980 | Threaded Reducing Tee (NPT reduced outlet - PF Series) | 47.23
2811520980 | Threaded Reducing Tee (NPT reduced outlet - PF Series) | 71.22
2810650900 | Threaded Reducing Tee (NPT reduced outlet - PF Series) | 88.8
2810760900 | Threaded Reducing Tee (NPT reduced outlet) | 141.39
2810770900 | Threaded Reducing Tee (NPT reduced outlet) | 155.1
2810820900 | Threaded Reducing Tee (NPT reduced outlet) | 97.86
2810920900 | Threaded Reducing Tee (NPT reduced outlet) | 165.5
2811211080 | Quick Drop (PF Series) | 19.67
2811411080 | Quick Drop (PF Series) | 21.13
2811421080 | Quick Drop (PF Series) | 24.5
2811511080 | Quick Drop (PF Series) | 28.36
2811521080 | Quick Drop (PF Series) | 41.78
2811611080 | Quick Drop (PF Series) | 45.33
2811621080 | Quick Drop (PF Series) | 45.33
2811711080 | Quick Drop (PF Series) | 54.65
2811721080 | Quick Drop (PF Series) | 81.96
2811201280 | Quick Drop NPT Female | 23.64
2811201280 | Quick Drop NPT Female (PF Series) | 24.97
2811401280 | Quick Drop NPT Female | 30.44
2811401280 | Quick Drop NPT Female (PF Series) | 32.63
2811411280 | Quick Drop NPT Female (PF Series) | 39.74
2811501280 | Quick Drop NPT Female | 39.1
2811501280 | Quick Drop NPT Female (PF Series) | 30.62
2811511280 | Quick Drop NPT Female | 47.04
2811511280 | Quick Drop NPT Female (PF Series) | 33.13
2811601280 | Quick Drop NPT Female | 47.5
2811601280 | Quick Drop NPT Female (PF Series) | 55.64
2811611280 | Quick Drop NPT Female | 52.85
2811611280 | Quick Drop NPT Female (PF Series) | 60.56
2811701280 | Quick Drop NPT Female | 90.53
2811701280 | Quick Drop NPT Female (PF Series) | 64.63
2811711280 | Quick Drop NPT Female | 104.56
2811711280 | Quick Drop NPT Female (PF Series) | 72.89
2811101880 | Threaded Connector NPT Male (Push to Fit Series) | 18.65
2811111880 | Threaded Connector NPT Male (Push to Fit Series) | 18.65
2811211880 | Threaded Connector NPT Male (Push to Fit Series) | 24.16
2811221880 | Threaded Connector NPT Male (Push to Fit Series) | 29.82
2811431880 | Threaded Connector NPT Male (Push to Fit Series) | 41.68
2811441880 | Threaded Connector NPT Male (Push to Fit Series) | 41.68
2811541880 | Threaded Connector NPT Male (Push to Fit Series) | 66.14
2811551880 | Threaded Connector NPT Male (Push to Fit Series) | 66.14
2810651800 | Threaded Connector NPT Male | 75.98
2810661800 | Threaded Connector NPT Male | 75.98
2810761800 | Threaded Connector NPT Male | 95
2810771800 | Threaded Connector NPT Male | 97.26
2810662000 | Threaded Connector NPT Female | 99.05
2811111480 | Threaded Connector NPT Female/Union (Push to Fit Series) | 22.35
2811221480 | Threaded Connector NPT Female/Union (Push to Fit Series) | 25.93
2811441480 | Threaded Connector NPT Female/Union (Push to Fit Series) | 65.75
2811551480 | Threaded Connector NPT Female/Union (Push to Fit Series) | 86.48
2810661400 | Union Adapter NPT Female | 266.31
2810771400 | Union Adapter NPT Female | 294.15
2811002080 | NPT Reduction Kit (Push to Fit Series) | 16.75
2811102080 | NPT Reduction Kit (Push to Fit Series) | 16.75
2811202080 | NPT Reduction Kit (Push to Fit Series) | 22.32
2811212080 | NPT Reduction Kit (Push to Fit Series) | 22.32
2811422080 | NPT Reduction Kit (Push to Fit Series) | 30.16
2811542080 | NPT Reduction Kit (Push to Fit Series) | 45.24
2811552080 | NPT Reduction Kit (Push to Fit Series) | 84.37
2811100680 | End Cap (Push to Fit Series) | 14.37
2811200680 | End Cap (Push to Fit Series) | 15.35
2811400680 | End Cap (Push to Fit Series) | 21.3
2811500680 | End Cap (Push to Fit Series) | 37.65
2810600600 | End Cap | 41.83
2810700600 | End Cap | 60.61
2810981600 | End Cap (used for both 4" & 6" pipe) | 122.25
2810605400 | Flange (Dual use ANSI & DIN) | 134.52
2810705400 | Flange (Dual use ANSI & DIN) | 124.4
2810825400 | Flange (ANSI) | 144.72
2810915400 | Flange (ANSI) | 155.99
0650010016 | Flange Accessories (Flat Gasket) | 18.12
0650100127 | Flange Accessories (Flat Gasket) | 22.35
0650010006 | Flange Accessories (Flat Gasket) | 21.92
2810806400 | Flange Support | 19.43
2810906400 | Flange Support | 28.99
2811102480 | Wall Mounted Manifold | 29.29
2811202480 | Wall Mounted Manifold | 30.8
2811002680 | Wall Mounted Manifold (NPT Connection) | 27.75
2811102680 | Wall Mounted Manifold (NPT Connection) | 29.29
2811100112 | Spare Parts Fittings (internal parts / Push to Fit Series) | 68.43
2811200112 | Spare Parts Fittings (internal parts / Push to Fit Series) | 29.71
2811400112 | Spare Parts Fittings (internal parts / Push to Fit Series) | 70.07
2811500112 | Spare Parts Fittings (internal parts / Push to Fit Series) | 90.87
2810606005 | Spare Parts Fittings (internal parts) | 43.09
2810706005 | Spare Parts Fittings (internal parts) | 78.15
2810106510 | Spare Parts (o-rings) | 10.99
2810206510 | Spare Parts (o-rings) | 14.32
2810406510 | Spare Parts (o-rings) | 5.36
2810506510 | Spare Parts (o-rings) | 6.26
2810606510 | Spare Parts (o-rings) | 7.91
2810706510 | Spare Parts (o-rings) | 11.07
2810106610 | Spare Parts (o-rings) | 4.34
2810206610 | Spare Parts (o-rings) | 5.21
2810806010 | Spare Parts 4" Equal Connector (bolts & Pins) | 29.93
2810806505 | Spare Parts 4" Equal Connector (Seal) | 77.51
2811115381 | NPT Threaded AIRnet valve (Push to Fit Series) | 38.15
2811225381 | NPT Threaded AIRnet valve (Push to Fit Series) | 69.38
2811445380 | NPT Threaded AIRnet valve (Push to Fit Series) | 120.13
2811555380 | NPT Threaded AIRnet valve (Push to Fit Series) | 132
2810665300 | NPT Threaded AIRnet valve | 323.53
2810775300 | NPT Threaded AIRnet valve | 400.22
2811105181 | AIRnet valve (Push to Fit Series) | 62.09
2811205181 | AIRnet valve (Push to Fit Series) | 86.53
2811405180 | AIRnet valve (Push to Fit Series) | 125.01
2811505181 | AIRnet valve (Push to Fit Series) | 223.82
2810605100 | AIRnet valve | 379.42
2810705100 | AIRnet valve | 457.19
2811126400 | AIRnet valve support (for frequently operated valves) | 19.15
2811406400 | AIRnet valve support (for frequently operated valves) | 35.04
2811506400 | AIRnet valve support (for frequently operated valves) | 38.5
1310072363 | Standard Ball Valves - NPT | 11.71
1310072282 | Standard Ball Valves - NPT | 11.71
1310072884 | Standard Ball Valves - NPT | 19.34
1310072283 | Standard Ball Valves - NPT | 22.9
1310072284 | Standard Ball Valves - NPT | 28.45
1310072378 | Standard Ball Valves - NPT | 46.44
1310072286 | Standard Ball Valves - NPT | 50.55
1310072287 | Standard Ball Valves - NPT | 98.98
1310072288 | Standard Ball Valves - NPT | 200.22
1310072289 | Standard Ball Valves - NPT | 305.97
1606456104 | AIRnet Butterfly Valve 100 mm | 242.38
2810025408 | Long Bolts (1 pack / Butterfly valve) | 57.95
2810905100 | AIRnet Butterfly Valve 158 mm | 284.25
2810045408 | Long Bolts (1 pack / Butterfly valve) | 42.38
1312100941 | Safety Coupler / ARO Profile - 1/4" body size | 20.37
1312100942 | Safety Coupler / ARO Profile - 1/4" body size | 20.37
1312100946 | Safety Coupler / Industrial Interchange - 1/4" body | 20.37
1312100947 | Safety Coupler / Industrial Interchange - 1/4" body | 20.37
1312100943 | Quick disconnect plug - ARO Profile | 3.18
1312100944 | Quick disconnect plug - FNPT ARO Profile | 4.05
1312100948 | Quick disconnect plug - MNPT Industrial Profile | 3.18
1312100949 | Quick disconnect plug - FNPT Industrial Profile | 4.05
1310072293 | Hose Reel 300 PSI Open Reel (50FT) | 329.3
1310072294 | Hose Reel 300 PSI Open Reel (50FT) | 474.68
1310072295 | Hose Reel 300 PSI Open Reel (30FT) | 383.06
1310072373 | Hose Reel 300 PSI Enclosed Reel (50FT) | 364.81
1310072374 | Hose Reel 300 PSI Enclosed Reel (50FT) | 499.21
1310072296 | Shop Hose 3/8" ID 300 PSI | 33.68
1310072297 | Shop Hose 3/8" ID 300 PSI | 38.36
1310072299 | FRL - 1/2" Filter / Regulator | 67.32
1310072298 | FRL - 1/2" Filter Regulator + Lubricator | 119.09
1310072364 | FR L- Replacement cartridges 5 microns | 5.61
1310072366 | FRL - Convertf rom 1/2" to 3/8" port size | 8.82
1310072367 | FRL - Mounting Blocks - attach to each other | 5.61
1310072368 | FRL - Mounting Blocks to each othe r& wall | 8.4
1310072379 | FRL - Mounting Blocks to mount regulator | 8.1
1310072497 | FRL - Replacement Pressure Gauge | 7.62
1310072290 | Spiral Hose | 27.51
1310072292 | Spiral Hose | 32.33
1312100325 | Reducing Bushings | 0.65
1312100326 | Reducing Bushings | 0.7
1312100335 | Reducing Bushings | 1.54
1310203228 | Reducing Bushings | 4.15
1310072403 | Reducing Bushings | 5.04
1310201169 | Reducing Bushings | 10.79
1310256325 | Reducing Bushings | 10.51
1310256514 | Reducing Bushings | 26.43
1310256082 | Reducing Bushings | 6.05
1312100950 | Flexible Hoses NPT | 123.57
1312100951 | Flexible Hoses NPT | 144.61
1312100952 | Flexible Hoses NPT | 165.71
1312100953 | Flexible Hoses NPT | 189.16
1312100954 | Flexible Hoses NPT | 305.82
1312100955 | Flexible Hoses NPT | 470.13
1310074250 | 1/4" Threaded Rod - 6' length | 1.69
1310074413 | 5/16" Threaded Rod - 6' length | 2.64
1310073618 | 3/8" Threaded Rod - 6' length | 2.75
2811017200 | Threaded Rod Adapter - (3/4" - 2" New Pipe Clips) | 1.88
2811027200 | Threaded Rod Adapter - (2 1/2" - 3" New Pipe Clips) | 2.12
2811037200 | Threaded Rod Adapter - (6") | 2.18
1310074482 | Screw beam Clamp | 2.28
1310074483 | Screw beam Clamp | 4.34
2810003610 | Screw beam Clamp (pkg of 10) | 17.78
2810003205 | Cantilever arm (pkg of 5) | 86.13
2810013200 | Cantilever arm | 20.08
2810003105 | Wall Bracket (pkg of 5) -to mount Profile Channel | 88.58
2810003005 | Profile Channel (pkg of 5) | 94.43
2810003310 | T-Bolts - Use with cantilever arm and pipe clips | 13.49
2810013310 | T-Bolts - Use with cantilever arm and pipe clips | 14.62
2810023310 | T-Bolts - Use with cantilever arm and pipe clips | 16.18
2810033310 | T-Bolts - Use with cantilever arm and pipe clips | 19.1
2810003410 | Protection cap | 8.99
2810023805 | Loop Hangers (pkg of 5) | 27.02
2810023810 | Loop Hangers (pkg of 10) | 53.99
2810033805 | Loop Hangers (pkg of 5) | 36.17
2810033810 | Loop Hangers (pkg of 10) | 72.34
2810043805 | 1/4" Stud Hangers (pkg of 5) | 27.01
2810043810 | 1/4" Stud Hangers (pkg of 10) | 54.01
2810053805 | 1/4" Stud Hangers (pkg of 5) | 36.71
2810053810 | 1/4" Stud Hangers (pkg of 10) | 73.44
2810063805 | 90º Eyelet Hangers (pkg of 5) | 27.01
2810063810 | 90º Eyelet Hangers (pkg of 10) | 54.01
2810073805 | 90º Eyelet Hangers (pkg of 5) | 40.62
2810073810 | 90º Eyelet Hangers (pkg of 10) | 73.43
2810014900 | Gripple Cutters | 41.46
2811102800 | AIRnet Spanner / Depth Gauge (Push to Fit Series) | 13.5
2811202800 | AIRnet Spanner / Depth Gauge (Push to Fit Series) | 15
2811402800 | AIRnet Spanner / Depth Gauge (Push to Fit Series) | 37.5
2811502800 | AIRnet Spanner / Depth Gauge (Push to Fit Series) | 37.5
2810602800 | AIRnet Spanner | 37.5
2810702800 | AIRnet Spanner | 37.5
2810802800 | AIRnet Spanner Wrench (Belt type) | 35.57
2811002980 | AIRnet Pipe marker - Belt Ring (PF Series) | 7.75
2810004000 | Aluminum Pipe Cutter | 118.63
2810014000 | Aluminum Pipe Cutter | 181.57
2810034000 | Aluminum Pipe Cutter - spare cutting wheel | 39.9
2810044000 | Aluminum Pipe Cutter - spare cutting wheel | 35.57
2810004100 | Aluminum Pipe Deburrer | 34.71
2810014100 | Aluminum Pipe Deburrer | 99.26
2810074100 | Aluminum Pipe Deburrer | 282.62
2810004200 | Hole deburrer - (pen type) | 25.55
2810064100 | Hole deburrer - (pen type) | 54.65
462709421 | Torque Wrench with head | 462.86
462101105 | Torque Wrench head only | 308.59
2810014800 | Water Based Sliding Fluid | 20.74
1312100945 | Water Based Sliding Fluid (case of (4) four liter bottles) | 67.6
2810004300 | Hole Saw (Classic Series) | 10.23
2810014300 | Hole Saw (Classic Series) | 10.23
2810024300 | Hole Saw (PF Series) | 10.23
2810004400 | Drill Bit/ Hole Saw Holder (arbor) | 25.57
2810004800 | L Key for Quick Drop (Classic Series) | 2.22
2811014900 | L Key for Quick Drop (PF Series) | 1.46

## MENU
25
Straight Connections, Elbows, Tees, & End Caps
Straight Connections, Elbows, Tees, & End Caps
Reducing Connections
Adaptor Unions, Adaptor Kits & Threaded Connectors
Hanging Material
Tools
Accessories
Spare Parts
Bill of Materials
Bill of Materials
INSTRUCTIONS TO BUILD YOUR COMPRESSED AIR SYSTEM
1) Pipe
2) Fittings
3) Quick Drops
4) Hanging Material
5) Tools
6) Accessories
CLICK ON PICTURE AND SELECT THE FOLLOWING ITEMS
Top of Page
***ENTER ITEM QUANTITIES.***
***REVIEW BILL OF MATERIALS*** WITH PRICING.
ADAPTOR KIT - Gives you the option to converting one end of an AIRnet fitting to a NPT female thread.
PIPE DEPTH GAUGE
A must for a successful installation - this tool assures the correct pipe depth into the fitting.
10 YEAR WARRANTY Leak Free Design - Push to Connect Technology (PF Series)
Pipe
Compressed air, Inert Gases & S bend
ADVANTAGES OF THE QUICK DROP FITTING
CLICK HERE
Click Here for Details
2025 Rev 0
Sept 2025

## BOM
| 0 |  | 1 | 2 | 3 | 4 | 5 | 6 | 7 | 8 | 9 | 10
|  | # | Count | Description |  | Qty ordered | Price | Total | P/N | Size | Additional Info | Lot
ALL QUANTITY CHANGES MUST BE MADE ON PRODUCT PAGES |  |  | 9: Reduced Size / Other info
|  | 1 | 0 | Pipe |  | 0 | 61.81 | 0 | 2811100000 | 20 / ¾" | 18 ft 8 inch | 1
|  | 2 | 0 | Pipe |  | 0 | 77.26 | 0 | 2811200000 | 25 / 1" | 18 ft 8 inch | 1
|  | 3 | 0 | Pipe |  | 0 | 126.25 | 0 | 2811400000 | 40 / 1½" | 18 ft 8 inch | 1
|  | 4 | 0 | Pipe |  | 0 | 170.68 | 0 | 2811500000 | 50 / 2" | 18 ft 8 inch | 1
|  | 5 | 0 | Pipe |  | 0 | 218.66 | 0 | 2811600000 | 63 / 2½" | 18 ft 8 inch | 1
|  | 6 | 0 | Pipe |  | 0 | 305.78 | 0 | 2811700000 | 80 / 3" | 18 ft 8 inch | 1
|  | 7 | 0 | Pipe |  | 0 | 426.33 | 0 | 2811800000 | 100 / 4" | 18 ft 8 inch | 1
|  | 8 | 0 | Pipe |  | 0 | 875.08 | 0 | 2811900000 | 158 / 6" | 18 ft 8 inch | 1
|  | 9 | 1: 0
|  | 10 | 1: 0
|  | 11 | 0 | Inert Gas (green pipe) |  | 0 | 72 | 0 | 2811106100 | 20 / ¾" | 18 ft 8 inch | 1
|  | 12 | 0 | Inert Gas (green pipe) |  | 0 | 116.67 | 0 | 2811206100 | 25 / 1" | 18 ft 8 inch | 1
|  | 13 | 1: 0; 4: 0; 10: 0
|  | 14 | 1: 0; 4: 0; 10: 0
|  | 15 | 1: 0; 4: 0; 10: 0
|  | 16 | 1: 0; 4: 0; 10: 0
|  | 17 | 1: 0; 4: 0; 10: 0
|  | 18 | 0 | S Bend |  | 0 | 72.27 | 0 | 2811106705 | 20 / ¾" | Use with Quick Drops to rotate pipe against wall (~6.5" offset) | 5
|  | 19 | 0 | S Bend |  | 0 | 100.05 | 0 | 2811206705 | 25 / 1" | Use with Quick Drops to rotate pipe against wall (~6.5" offset) | 5
|  | 20 | 1: 0
|  | 21 | 0 | Equal Union - PF Series |  | 0 | 19.58 | 0 | 2811100280 | 20 / ¾" | Pipe to Pipe connector | 1
|  | 22 | 0 | Equal Union - PF Series |  | 0 | 29.93 | 0 | 2811200280 | 25 / 1" | Pipe to Pipe connector | 1
|  | 23 | 0 | Equal Union - PF Series |  | 0 | 51.89 | 0 | 2811400280 | 40 / 1½" | Pipe to Pipe connector | 1
|  | 24 | 0 | Equal Union - PF Series |  | 0 | 65.25 | 0 | 2811500280 | 50 / 2" | Pipe to Pipe connector | 1
|  | 25 | 0 |  |  | 0 |  |  | 0 | 0 | 0 | 0
|  | 26 | 0 |  |  | 0 |  |  | 0 | 0 | 0 | 0
|  | 27 | 0 | Equal Union - PF Series |  | 0 | 79.69 | 0 | 2811600290 | 63 / 2½" | Pipe to Pipe connector | 1
|  | 28 | 0 | Equal Union - PF Series |  | 0 | 108.34 | 0 | 2811700290 | 80 / 3" | Pipe to Pipe connector | 1
|  | 29 | 0 | Equal Union - PF Series |  | 0 | 141.95 | 0 | 2810880200 | 100 / 4" | Pipe to Pipe or Pipe to Fitting | 1
|  | 30 | 0 | Equal Union - PF Series |  | 0 | 153.24 | 0 | 2810900200 | 158 / 6" | Pipe to Pipe or Pipe to Fitting | 1
|  | 31 | 1: 0
|  | 32 | 1: 0
|  | 33 | 0 | 90° Elbows - PF Series |  | 0 | 28.02 | 0 | 2811100380 | 20 / ¾" | 0 | 1
|  | 34 | 0 | 90° Elbows - PF Series |  | 0 | 35.48 | 0 | 2811200380 | 25 / 1" | 0 | 1
|  | 35 | 0 | 90° Elbows - PF Series |  | 0 | 55.45 | 0 | 2811400380 | 40 / 1½" | 0 | 1
|  | 36 | 0 | 90° Elbows - PF Series |  | 0 | 74.09 | 0 | 2811500380 | 50 / 2" | 0 | 1
|  | 37 | 1: 0
|  | 38 | 0 |  |  | 0 |  |  | 0 | 0 | 0 | 0
|  | 39 | 0 |  |  | 0 |  |  | 0 | 0 | 0 | 0
|  | 40 | 0 | 90° Elbows - PM & Large Series |  | 0 | 129.03 | 0 | 2811600390 | 63 / 2½" | 0 | 1
|  | 41 | 0 | 90° Elbows - PM & Large Series |  | 0 | 151.1 | 0 | 2811700390 | 80 / 3" | 0 | 1
|  | 42 | 0 | 90° Elbows - PM & Large Series |  | 0 | 183.47 | 0 | 2810800300 | 100 / 4" | Requires 2 Equal Unions | 1
|  | 43 | 0 | 90° Elbows - PM & Large Series |  | 0 | 261.81 | 0 | 2810900300 | 158 / 6" | Requires 2 Equal Unions | 1
|  | 44 | 0 |  |  | 0 |  |  | 0 | 0 | 0 | 0
|  | 45 | 0 |  |  | 0 |  |  | 0 | 0 | 0 | 0
|  | 46 | 0 |  |  | 0 |  |  | 0 | 0 | 0 | 0
|  | 47 | 0 | 45° Elbow - PF Series |  | 0 | 31.54 | 0 | 2811100480 | 20 / ¾" | 0 | 1
|  | 48 | 0 | 45° Elbow - PF Series |  | 0 | 41.57 | 0 | 2811200480 | 25 / 1" | 0 | 1
|  | 49 | 0 | 45° Elbow - PF Series |  | 0 | 65.14 | 0 | 2811400480 | 40 / 1½" | 0 | 1
|  | 50 | 0 | 45° Elbow - PF Series |  | 0 | 81.05 | 0 | 2811500480 | 50 / 2" | 0 | 1
|  | 51 | 0 |  |  | 0 |  |  | 0 | 0 | 0 | 0
|  | 52 | 0 | 45° Elbow - PM & Large Series |  | 0 | 133.44 | 0 | 2811600490 | 63 / 2½" | 0 | 1
|  | 53 | 0 | 45° Elbow - PM & Large Series |  | 0 | 165.61 | 0 | 2811700490 | 80 / 3" | 0 | 1
|  | 54 | 0 | 45° Elbow - PM & Large Series |  | 0 | 192.74 | 0 | 2810800400 | 100 / 4" | Requires 2 Equal Unions | 1
|  | 55 | 0 | 45° Elbow - PM & Large Series |  | 0 | 266.18 | 0 | 2810900400 | 158 / 6" | Requires 2 Equal Unions | 1
|  | 56 | 0 |  |  | 0 |  |  | 0 | 0 | 0 | 0
|  | 57 | 0 | Equal Tee - PF Series |  | 0 | 32.75 | 0 | 2811100580 | 20 / ¾" | 0 | 1
|  | 58 | 0 | Equal Tee - PF Series |  | 0 | 42.91 | 0 | 2811200580 | 25 / 1" | 0 | 1
|  | 59 | 0 | Equal Tee - PF Series |  | 0 | 59.39 | 0 | 2811400580 | 40 / 1½" | 0 | 1
|  | 60 | 0 | Equal Tee - PF Series |  | 0 | 83.26 | 0 | 2811500580 | 50 / 2" | 0 | 1
|  | 61 | 0 |  |  | 0 |  |  | 0 | 0 | 0 | 0
|  | 62 | 0 | Equal Tee - PM & Large Series |  | 0 | 149.17 | 0 | 2811600590 | 63 / 2½" | 0 | 1
|  | 63 | 0 | Equal Tee - PM & Large Series |  | 0 | 194.62 | 0 | 2811700590 | 80 / 3" | 0 | 1
|  | 64 | 0 | Equal Tee - PM & Large Series |  | 0 | 215.11 | 0 | 2810800500 | 100 / 4" | Requires 2 Equal Unions | 1
|  | 65 | 0 | Equal Tee - PM & Large Series |  | 0 | 294.85 | 0 | 2810900500 | 158 / 6" | Requires 2 Equal Unions | 1
|  | 66 | 0 |  |  | 0 |  |  | 0 | 0 | 0 | 0
|  | 67 | 0 | End Cap |  | 0 | 21.14 | 0 | 2811100680 | 20 / ¾" | 0 | 1
|  | 68 | 0 | End Cap |  | 0 | 26.9 | 0 | 2811200680 | 25 / 1" | 0 | 1
|  | 69 | 0 | End Cap |  | 0 | 34.83 | 0 | 2811400680 | 40 / 1½" | 0 | 1
|  | 70 | 0 | End Cap |  | 0 | 49.21 | 0 | 2811500680 | 50 / 2" | 0 | 1
|  | 71 | 0 |  |  | 0 |  |  | 0 | 0 | 0 | 0
|  | 72 | 0 | End Cap |  | 0 | 72.96 | 0 | 2811600690 | 63 / 2½" | 0 | 1
|  | 73 | 0 | End Cap |  | 0 | 87.15 | 0 | 2811700690 | 80 / 3" | 0 | 1
|  | 74 | 0 | End Cap |  | 0 | 159.66 | 0 | 2810981600 | 100 / 4" & 158 / 6" | Same End Cap for 4" & 6" pipe | 1
|  | 75 | 0 |  |  | 0 | 0 | 0 | 0 | 0 | 0 | 0
|  | 76 | 0 | Reducing Union PF Series |  | 0 | 34.83 | 0 | 2811212180 | 25 / 1" | 20 / ¾" | 1
|  | 77 | 0 | Reducing Union PF Series |  | 0 | 59.88 | 0 | 2811422180 | 40 / 1½" | 25 / 1" | 1
|  | 78 | 0 | Reducing Union PF Series |  | 0 | 59.81 | 0 | 2811542180 | 50 / 2" | 40 / 1½" | 1
|  | 79 | 1: 0
|  | 80 | 0 | Reducing Union |  | 0 | 174.88 | 0 | 2811652190 | 63 / 2½" | 50 / 2" | 1
|  | 81 | 0 | Reducing Union |  | 0 | 216.49 | 0 | 2811762190 | 80 / 3" | 63 / 2½" | 1
|  | 82 | 0 | Reducing Union |  | 0 | 195.46 | 0 | 2810872100 | 100 / 4" | 80 / 3" | 1
|  | 83 | 0 | Reducing Union |  | 0 | 189.46 | 0 | 2810982100 | 158 / 6" | 4 / 100" | 1
|  | 84 | 1: 0; 7: 0; 8: 0; 9: 0
|  | 85 | 1: 0; 4: 0; 7: 0; 8: 0; 9: 0
|  | 86 | 1: 0; 4: 0; 7: 0; 8: Main Size; 9: Reduced Size
|  | 87 | 0 | Reducing Tee PF Series |  | 0 | 42.27 | 0 | 2811210780 | 25 / 1" | 20 / ¾" | 1
|  | 88 | 0 | Reducing Tee PF Series |  | 0 | 64.91 | 0 | 2811410780 | 40 / 1½" | 20 / ¾" | 1
|  | 89 | 0 | Reducing Tee PF Series |  | 0 | 66.77 | 0 | 2811420780 | 40 / 1½" | 25 / 1" | 1
|  | 90 | 0 | Reducing Tee PF Series |  | 0 | 91.23 | 0 | 2811510780 | 50 / 2" | 20 / ¾" | 1
|  | 91 | 0 | Reducing Tee PF Series |  | 0 | 108.5 | 0 | 2811520780 | 50 / 2" | 25 / 1" | 1
|  | 92 | 0 | Reducing Tee PF Series |  | 0 | 141.27 | 0 | 2811540780 | 50 / 2" | 40 / 1½" | 1
|  | 93 | 0 |  |  | 0 | 0 | 0 | 0 | Main Size | Reduced Size
|  | 94 | 0 | Reducing Tee PF Series |  | 0 | 166.66 | 0 | 2811640790 | 63 / 2½" | 40 / 1½" | 1
|  | 95 | 0 | Reducing Tee PF Series |  | 0 | 178.62 | 0 | 2811650790 | 63 / 2½" | 50 / 2" | 1
|  | 96 | 0 | Reducing Tee PF Series |  | 0 | 204.67 | 0 | 2811740790 | 80 / 3" | 40 / 1½" | 1
|  | 97 | 0 | Reducing Tee PF Series |  | 0 | 212.9 | 0 | 2811750790 | 80 / 3" | 50 / 2" | 1
|  | 98 | 0 | Reducing Tee PF Series |  | 0 | 216.5 | 0 | 2811760790 | 80 / 3" | 63 / 2½" | 1
|  | 99 | 1: 0; 7: 0; 8: Main Size; 9: Reduced Size
|  | 100 | 0 | Reducing Tee |  | 0 | 203.6 | 0 | 2810850700 | 100 / 4" | 50 / 2" | 1
|  | 101 | 0 | Reducing Tee |  | 0 | 208.39 | 0 | 2810860700 | 100 / 4" | 63 / 2½" | 1
|  | 102 | 0 | Reducing Tee |  | 0 | 232.63 | 0 | 2810870700 | 100 / 4" | 80 / 3" | 1
|  | 103 | 0 | Reducing Tee |  | 0 | 242.39 | 0 | 2810970700 | 158 / 6" | 80 / 3" | 1
|  | 104 | 0 | Reducing Tee |  | 0 | 253.12 | 0 | 2810980700 | 158 / 6" | 100 / 4" | 1
|  | 105 | 0 |  |  | 0 | 0 | 0 | 0 | Main Size | Reduced Size | 1
|  | 106 | 0 | Threaded Reducing Tees |  | 0 | 89.14 | 0 | 2811000980 | 20 / ¾" | 3/8" | 1
|  | 107 | 0 | Threaded Reducing Tees |  | 0 | 90.53 | 0 | 2811100980 | 20 / ¾" | 1/2" | 1
|  | 108 | 0 | Threaded Reducing Tees |  | 0 | 95.32 | 0 | 2811200980 | 25 / 1" | 1/2" | 1
|  | 109 | 0 | Threaded Reducing Tees |  | 0 | 97.88 | 0 | 2811210980 | 25 / 1" | 3/4" | 1
|  | 110 | 0 | Threaded Reducing Tees |  | 0 | 136.42 | 0 | 2811420980 | 40 / 1½" | 1" | 1
|  | 111 | 0 | Threaded Reducing Tees |  | 0 | 151.95 | 0 | 2811520980 | 50 / 2" | 1" | 1
|  | 112 | 0 |  |  | 0 | 0 | 0 | 0 | Main Size | Reduced Size | 1
|  | 113 | 0 | Threaded Reducing Tees |  | 0 | 174.26 | 0 | 2811650990 | 63 / 2½" | 2" | 1
|  | 114 | 0 | Threaded Reducing Tees |  | 0 | 218.12 | 0 | 2811760990 | 80 / 3" | 2 1/2" | 1
|  | 115 | 0 | Threaded Reducing Tees |  | 0 | 210.83 | 0 | 2811770990 | 80 / 3" | 3" | 1
|  | 116 | 0 | Threaded Reducing Tees |  | 0 | 157.07 | 0 | 2810820900 | 100 / 4" | 1" | 1
|  | 117 | 0 | Threaded Reducing Tees |  | 0 | 328.38 | 0 | 2810920900 | 158 / 6" | 1" | 1
|  | 118 | 1: 0
|  | 119 | 1: 0
|  | 120 | 0 | Threaded Reducing Tees |  | 0 | 139.17 | 0 | 2811646280 | 63 / 2½" | 40 / 1 1/2" | 1
|  | 121 | 0 | Threaded Reducing Tees |  | 0 | 204.62 | 0 | 2811746280 | 80 / 3" | 40 / 1 1/2" | 1
|  | 122 | 0 | Threaded Reducing Tees |  | 0 | 241.81 | 0 | 2811756280 | 80 / 3" | 50 / 2" | 1
|  | 123 | 1: 0
|  | 124 | 1: 0
|  | 125 | 0 | Quick Drops |  | 0 | 23.37 | 0 | 2811211080 | 25 / 1" | 20 / ¾" | 1
|  | 126 | 0 | Quick Drops |  | 0 | 32.92 | 0 | 2811411080 | 40 / 1½" | 20 / ¾" | 1
|  | 127 | 0 | Quick Drops |  | 0 | 35.09 | 0 | 2811421080 | 40 / 1½" | 25 / 1" | 1
|  | 128 | 0 | Quick Drops |  | 0 | 49 | 0 | 2811511080 | 50 / 2" | 20 / ¾" | 1
|  | 129 | 0 | Quick Drops |  | 0 | 52.39 | 0 | 2811521080 | 50 / 2" | 25 / 1" | 1
|  | 130 | 0 | Quick Drops |  | 0 | 63.34 | 0 | 2811611080 | 63 / 2½" | 20 / ¾" | 1
|  | 131 | 0 | Quick Drops |  | 0 | 65.53 | 0 | 2811621080 | 63 / 2½" | 25 / 1" | 1
|  | 132 | 0 | Quick Drops |  | 0 | 84.37 | 0 | 2811711080 | 80 / 3" | 20 / ¾" | 1
|  | 133 | 0 | Quick Drops |  | 0 | 87.37 | 0 | 2811721080 | 80 / 3" | 25 / 1" | 1
|  | 134 | 1: 0
|  | 135 | 0 | Quick Drops |  | 0 | 205.38 | 0 | 2811811080 | 100 / 4" | 20 / ¾" | 1
|  | 136 | 0 | Quick Drops |  | 0 | 216.52 | 0 | 2811821080 | 100 / 4" | 25 / 1" | 1
|  | 137 | 0 | Quick Drops |  | 0 | 225.02 | 0 | 2811841080 | 100 / 4" | 40 /1 1/2" | 1
|  | 138 | 0 | Quick Drops |  | 0 | 246.42 | 0 | 2811851080 | 100 / 4" | 50 / 2" | 1
|  | 139 | 0 | Quick Drops |  | 0 | 310.5 | 0 | 2811911080 | 158 / 6" | 20 / ¾" | 1
|  | 140 | 0 | Quick Drops |  | 0 | 328.43 | 0 | 2811921080 | 158 / 6" | 25 / 1" | 1
|  | 141 | 0 | Quick Drops |  | 0 | 360.11 | 0 | 2811941080 | 158 / 6" | 40 /1 1/2" | 1
|  | 142 | 0 | Quick Drops |  | 0 | 395.01 | 0 | 2811951080 | 158 / 6" | 50 / 2" | 1
|  | 143 | 1: 0
|  | 144 | 1: 0
|  | 145 | 0 | Quick Drops |  | 0 | 26.21 | 0 | 2811201280 | 25 / 1" | 1/2" NPT | 1
|  | 146 | 0 | Quick Drops |  | 0 | 37.52 | 0 | 2811401280 | 40 / 1½" | 1/2" NPT | 1
|  | 147 | 0 | Quick Drops |  | 0 | 46.97 | 0 | 2811411280 | 40 / 1½" | 3/4"NPT | 1
|  | 148 | 0 | Quick Drops |  | 0 | 53.9 | 0 | 2811501280 | 50 / 2" | 1/2" NPT | 1
|  | 149 | 0 | Quick Drops |  | 0 | 56.19 | 0 | 2811511280 | 50 / 2" | 3/4"NPT | 1
|  | 150 | 0 | Quick Drops |  | 0 | 71.58 | 0 | 2811601280 | 63 / 2½" | 1/2" NPT | 1
|  | 151 | 0 | Quick Drops |  | 0 | 74.77 | 0 | 2811611280 | 63 / 2½" | 3/4"NPT | 1
|  | 152 | 0 | Quick Drops |  | 0 | 87.15 | 0 | 2811701280 | 80 / 3" | 1/2" NPT | 1
|  | 153 | 0 | Quick Drops |  | 0 | 97.53 | 0 | 2811711280 | 80 / 3" | 3/4"NPT | 1
|  | 154 | 1: 0
|  | 155 | 0 | Quick Drops |  | 0 | 205.38 | 0 | 2811811280 | 100 / 4" | 3/4"NPT | 1
|  | 156 | 0 | Quick Drops |  | 0 | 218.71 | 0 | 2811821280 | 100 / 4" | 1" NPT | 1
|  | 157 | 0 | Quick Drops |  | 0 | 225.02 | 0 | 2811841280 | 100 / 4" | 1 1/2" NPT | 1
|  | 158 | 0 | Quick Drops |  | 0 | 257.38 | 0 | 2811851280 | 100 / 4" | 2" NPT | 1
|  | 159 | 0 | Quick Drops |  | 0 | 313.11 | 0 | 2811911280 | 158 / 6" | 3/4"NPT | 1
|  | 160 | 0 | Quick Drops |  | 0 | 331.72 | 0 | 2811921280 | 158 / 6" | 1" NPT | 1
|  | 161 | 0 | Quick Drops |  | 0 | 371.06 | 0 | 2811941280 | 158 / 6" | 1 1/2" NPT | 1
|  | 162 | 0 | Quick Drops |  | 0 | 404.86 | 0 | 2811951280 | 158 / 6" | 2" NPT | 1
|  | 163 | 1: 0
|  | 164 | 1: 0
|  | 165 | 0 | Manifold |  | 0 | 45.74 | 0 | 2811102480 | 20 / ¾" | (3) / 1/2" NPT | 1
|  | 166 | 0 | Manifold |  | 0 | 51.14 | 0 | 2811202480 | 25 / 1" | (3) / 1/2" NPT | 1
|  | 167 | 0 | Manifold |  | 0 | 37.94 | 0 | 2811104180 | 20 / ¾" | (1) / 1/2" NPT (single port) | 1
|  | 168 | 0 | Manifold |  | 0 | 46.67 | 0 | 2811204180 | 25 / 1" | (1) / 1/2" NPT (single port) | 1
|  | 169 | 0 | Manifold |  | 0 | 117.25 | 0 | 2811104380 | 20 / ¾" | (1) / 1/2" NPT (new 6 port) | 1
|  | 170 | 0 | Manifold |  | 0 | 140.31 | 0 | 2811204380 | 25 / 1" | (1) / 1/2" NPT (new 6 port) | 1
|  | 171 | 1: 0
|  | 172 | 0 | Manifold - Threaded |  | 0 | 43.34 | 0 | 2811002680 | 1/2" NPT | 1/2" NPT | 1
|  | 173 | 0 | Manifold - Threaded |  | 0 | 44.12 | 0 | 2811102680 | 3/4"NPT | 1/2" NPT | 1
|  | 174 | 1: 0
|  | 175 | 1: 0
|  | 176 | 0 | Manifold Plugs 1/2" |  | 0 | 8.87 | 0 | 2811007502 | 1/2" Male NPT | Package quantity-2 | 2
|  | 177 | 1: 0
|  | 178 | 0 | Valves & Flanges |  | 0 | #REF! | #REF! | 0 | 0 | (Flanges are included) | 1
|  | 179 | 0 | Valves & Flanges |  | 0 | #REF! | #REF! | 0 | 0 | (Flanges are included) | 1
|  | 180 | 0 | Valves & Flanges |  | 0 | #REF! | #REF! | 0 | 0 | (Valve Only) - requires flange / bolt sets | 1
|  | 181 | 0 | Valves & Flanges |  | 0 | #REF! | #REF! | 0 | 0 | (Valve Only) - requires flange / bolt sets | 1
|  | 182 | 0 |  |  | 0 | 0 | 0 | 0 | 0 | 0
|  | 183 | 0 |  |  | 0 | 0 | 0 | 0 | 0 | 0
|  | 184 | 0 | Valves & Flanges |  | 0 | #REF! | #REF! | 0 | 0 | (Flanges are included) | 1
|  | 185 | 0 | Valves & Flanges |  | 0 | #REF! | #REF! | 0 | 0 | (Flanges are included) | 1
|  | 186 | 1: 0; 4: 0; 7: 0; 8: 0; 9: 0
|  | 187 | 1: 0; 4: 0; 7: 0; 8: 0; 9: 0
|  | 188 | 1: 0; 4: 0; 7: 0; 8: 0; 9: 0
|  | 189 | 1: 0; 4: 0; 7: 0; 8: 0; 9: 0
|  | 190 | 0 | Valves & Flanges |  | 0 | 53.41 | 0 | 2811105191 | 20 / ¾" | AIRnet x AIRnet Connections | 1
|  | 191 | 0 | Valves & Flanges |  | 0 | 77.95 | 0 | 2811205191 | 25 / 1" | AIRnet x AIRnet Connections | 1
|  | 192 | 0 | Valves & Flanges |  | 0 | 130.39 | 0 | 2811405191 | 40 / 1½" | AIRnet x AIRnet Connections | 1
|  | 193 | 0 | Valves & Flanges |  | 0 | 254.28 | 0 | 2811505191 | 50 / 2" | AIRnet x AIRnet Connections | 1
|  | 194 | 0 |  |  | 0 | 0 | 0 | 0 | 0 | 0
|  | 195 | 0 | Valves & Flanges |  | 0 | 70.71 | 0 | 2811115391 | 3/4" / 3/4" NPT | AIRnet x NPT Connections | 1
|  | 196 | 0 | Valves & Flanges |  | 0 | 81.6 | 0 | 2811225391 | 1" / 1" NPT | AIRnet x NPT Connections | 1
|  | 197 | 0 | Valves & Flanges |  | 0 | 151.73 | 0 | 2811445391 | 1 1/2" / 1 1/2" NPT | AIRnet x NPT Connections | 1
|  | 198 | 0 | Valves & Flanges |  | 0 | 189.44 | 0 | 2811555391 | 2" / 2" NPT | AIRnet x NPT Connections | 1
|  | 199 | 0 | Valves & Flanges |  | 0 | 0 | 0 | 0 | 0 | 0
|  | 200 | 0 | Valves & Flanges |  | 0 | 0 | 0 | 0 | 0 | 0
|  | 201 | 0 | Valves & Flanges |  | 0 | 22.21 | 0 | 2811125100 | 20-25mm / 3/4" - 1" | Locking handle | 1
|  | 202 | 0 | Valves & Flanges |  | 0 | 34.36 | 0 | 2811455100 | 40-50mm / 1 1/2" - 2" | Locking Handle | 1
|  | 203 | 0 | Valves & Flanges |  | 0 | 0 | 0 | 0 | 0 | 0
|  | 204 | 0 | Valves & Flanges |  | 0 | 0 | 0 | 0 | 0
|  | 205 | 0 | Valves & Flanges |  | 0 | 30.09 | 0 | 1310072363 | 1/2"m x 1/2"f | NPT x NPT connections | 1
|  | 206 | 0 | Valves & Flanges |  | 0 | 32.09 | 0 | 1310072884 | 3/4"m x 3/4" f | NPT x NPT connections | 1
|  | 207 | 0 | Valves & Flanges |  | 0 | 25 | 0 | 1310072282 | 1/2" f x 1/2"f | NPT x NPT connections | 1
|  | 208 | 0 | Valves & Flanges |  | 0 | 32.33 | 0 | 1310072283 | 3/4"f x 3/4"f | NPT x NPT connections | 1
|  | 209 | 0 | Valves & Flanges |  | 0 | 41.85 | 0 | 1310072284 | 1"f x 1"f | NPT x NPT connections | 1
|  | 210 | 0 | Valves & Flanges |  | 0 | 71.93 | 0 | 1310072378 | 1 1/4"f x 1 1/4"f | NPT x NPT connections | 1
|  | 211 | 0 | Valves & Flanges |  | 0 | 86.93 | 0 | 1310072286 | 1 1/2"f x 1 1/2"f | NPT x NPT connections | 1
|  | 212 | 0 | Valves & Flanges |  | 0 | 227.65 | 0 | 1310072287 | 2"f x 2"f | NPT x NPT connections | 1
|  | 213 | 0 | Valves & Flanges |  | 0 | #REF! | #REF! | 1310072288 | 2 1/2"f x 2 1/2"f | NPT x NPT connections | 1
|  | 214 | 0 | Valves & Flanges |  | 0 | #REF! | #REF! | 1310072289 | 3"f x 3"f | NPT x NPT connections | 1
|  | 215 | 1: 0; 4: 0; 9: 0
|  | 216 | 0 | Valves & Flanges |  | 0 | 472.02 | 0 | 2811605190 | 63 / 2½" | (Flanges are included) | 1
|  | 217 | 0 | Valves & Flanges |  | 0 | 634.83 | 0 | 2811705190 | 80 / 3" | (Flanges are included) | 1
|  | 218 | 0 | Valves & Flanges |  | 0 | 458.34 | 0 | 1606456104 | 100 / 4" | (Valve Only) - requires flange & bolt sets | 1
|  | 219 | 0 | Valves & Flanges |  | 0 | 493.43 | 0 | 2810905100 | 158 / 6" | (Valve Only) - requires flange & bolt sets | 1
|  | 220 | 0 |  |  | 0 | 0 | 0 | 0 | 0 | 0
|  | 221 | 0 |  |  | 0 | 0 | 0 | 0 | 0 | 0
|  | 222 | 0 | Valves & Flanges |  | 0 | 524.71 | 0 | 2811665390 | 63 / 2½" | (Flanges are included) | 1
|  | 223 | 0 | Valves & Flanges |  | 0 | 656.12 | 0 | 2811775390 | 80 / 3" | (Flanges are included) | 1
|  | 224 | 0 | Valves & Flanges |  | 0 | 132.63 | 0 | 2811615490 | 63 / 2½" | ANSI | 1
|  | 225 | 0 | Valves & Flanges |  | 0 | 178.35 | 0 | 2811715490 | 80 / 3" | ANSI | 1
|  | 226 | 0 | Valves & Flanges |  | 0 | 241.49 | 0 | 2810825400 | 100 / 4" | ANSI - Equal Unions required | 1
|  | 227 | 0 | Valves & Flanges |  | 0 | 270.27 | 0 | 2810915400 | 158 / 6" | ANSI - Equal Unions required | 1
|  | 228 | 1: 0; 7: 0; 8: 0; 9: 0
|  | 229 | 1: 0; 7: 0; 8: 0; 9: 0
|  | 230 | 1: 0; 7: 0; 8: 0; 9: 0
|  | 231 | 0 | Support Valve / Flange |  | 0 | 48.31 | 0 | 2810000638 | 63 / 2½" | 0 | 1
|  | 232 | 0 | Support Valve / Flange |  | 0 | 48.31 | 0 | 2810000738 | 80 / 3" | 0 | 1
|  | 233 | 0 | Support Valve / Flange |  | 0 | 34.09 | 0 | 2810806400 | 100 / 4" | 0 | 1
|  | 234 | 0 | Support Valve / Flange |  | 0 | 45.45 | 0 | 2810906400 | 158 / 6" | 0 | 1
|  | 235 | 1: 0
|  | 236 | 1: 0
|  | 237 | 1: 0
|  | 238 | 0 | Flat Gasket |  | 0 | 44.13 | 0 | 0650 0100 16 | 63 / 2½" | 0 | 1
|  | 239 | 0 | Flat Gasket |  | 0 | 48.88 | 0 | 0650 1001 27 | 80 / 3" | 0 | 1
|  | 240 | 0 | Flat Gasket |  | 0 | 49.99 | 0 | 0650 0100 06 | 100 / 4" | 0 | 1
|  | 241 | 0 | Flat Gasket |  | 0 | 86.42 | 0 | 0650 1001 25 | 158 / 6" | 0 | 1
|  | 242 | 0 |  |  | 0 | 0 | 0 | 0 | 0 | 0
|  | 243 | 0 |  |  | 0 | 0 | 0 | 0 | 0 | 0
|  | 244 | 0 | Flange Bolts |  | 0 | 108.48 | 0 | 2810025408 | 4" | 1 pack = 8 bolts | 1
|  | 245 | 0 | Flange Bolts |  | 0 | 171.94 | 0 | 2810045408 | 6" | 1 pack = 8 bolts | 1
|  | 246 | 0 |  |  | 0 | 0 | 0 | 0 | 0 | 0
|  | 247 | 0 |  |  | 0 | 0 | 0 | 0 | 0 | 0
|  | 248 | 0 |  |  | 0 | 0 | 0 | 0 | 0 | 0
|  | 249 | 0 |  |  | 0 | 0 | 0 | 0 | 0 | 0
|  | 250 | 0 |  |  | 0 | 0 | 0 | 0 | 0 | 0
|  | 251 | 0 | Connector Male NPT |  | 0 | #REF! | #REF! | 2811651880 | 63 / 2 1/2" | 2" | 1
|  | 252 | 0 | Connector Male NPT |  | 0 | #REF! | #REF! | 2811661880 | 63 2 1/2" | 2½" | 1
|  | 253 | 0 | Connector Male NPT |  | 0 | #REF! | #REF! | 2811761880 | 80 / 3" | 2½" | 1
|  | 254 | 0 | Connector Male NPT |  | 0 | #REF! | #REF! | 2811771880 | 80 / 3" | 3" | 1
|  | 255 | 0 |  |  | 0 | 0 | 0 | 0 | 0 | 0
|  | 256 | 0 |  |  | 0 | 0 | 0 | 0 | 0 | 0
|  | 257 | 0 |  |  | 0 | 0 | 0 | 0 | AIRnet Φ | Threaded Outlet Φ
|  | 258 | 0 | Connector Male NPT |  | 0 | 22.7 | 0 | 2811101880 | 20 / ¾" | 1/2" | 1
|  | 259 | 0 | Connector Male NPT |  | 0 | 26.95 | 0 | 2811111880 | 20 / ¾" | 3/4" | 1
|  | 260 | 0 | Connector Male NPT |  | 0 | 41.26 | 0 | 2811211880 | 25 / 1" | 3/4" | 1
|  | 261 | 0 | Connector Male NPT |  | 0 | 49.55 | 0 | 2811221880 | 25 / 1" | 1" | 1
|  | 262 | 0 | Connector Male NPT |  | 0 | 67.58 | 0 | 2811431880 | 40 / 1½" | 1 1/4" | 1
|  | 263 | 0 | Connector Male NPT |  | 0 | 73.04 | 0 | 2811441880 | 40 / 1½" | 1 1/2" | 1
|  | 264 | 0 | Connector Male NPT |  | 0 | 86.79 | 0 | 2811541880 | 50 / 2" | 1 1/2" | 1
|  | 265 | 0 | Connector Male NPT |  | 0 | 89.4 | 0 | 2811551880 | 50 / 2" | 2" | 1
|  | 266 | 1: 0; 9: 0
|  | 267 | 1: 0; 4: 0; 7: 0; 8: AIRnet Φ; 9: Threaded Outlet Φ
|  | 268 | 0 | Connector Male NPT |  | 0 | 159.22 | 0 | 2811651890 | 63 / 2 1/2" | 2" | 1
|  | 269 | 0 | Connector Male NPT |  | 0 | 159.22 | 0 | 2811661890 | 63 2 1/2" | 2½" | 1
|  | 270 | 0 | Connector Male NPT |  | 0 | 199.56 | 0 | 2811761890 | 80 / 3" | 2½" | 1
|  | 271 | 0 | Connector Male NPT |  | 0 | 201.76 | 0 | 2811771890 | 80 / 3" | 3" | 1
|  | 272 | 0 |  |  | 0 | 0 | 0 | 0 | AIRnet Φ | Threaded Outlet Φ
|  | 273 | 0 | Connector Female NPT |  | 0 | #REF! | #REF! | 2811662090 | 63 / 2½" | 2 1/2" | 1
|  | 274 | 0 |  |  | 0 | 0 | 0 | 0 | AIRnet Φ | Threaded Outlet Φ
|  | 275 | 0 | Adaptor Union (NPT) |  | 0 | 63.01 | 0 | 2811111480 | 20 / ¾" | 3/4" | 1
|  | 276 | 0 | Adaptor Union (NPT) |  | 0 | 73.03 | 0 | 2811221480 | 25 / 1" | 1" | 1
|  | 277 | 0 | Adaptor Union (NPT) |  | 0 | 84.32 | 0 | 2811441480 | 40 / 1½" | 1 1/2" | 1
|  | 278 | 0 | Adaptor Union (NPT) |  | 0 | 108.46 | 0 | 2811551480 | 50 / 2" | 2" | 1
|  | 279 | 1: 0; 4: 0
|  | 280 | 0 | Adaptor Union (NPT) |  | 0 | 176.4 | 0 | 2811661490 | 63 / 2½" | 2 1/2" | 1
|  | 281 | 0 | Adaptor Union (NPT) |  | 0 | 201.76 | 0 | 2811771490 | 80 / 3" | 3" | 1
|  | 282 | 1: 0; 4: 0; 7: 0; 8: AIRnet Φ; 9: Threaded Outlet Φ
|  | 283 | 0 | Adaptor Union (NPT) |  | 0 | 49.2 | 0 | 2811002080 | 20 / ¾" | 3/8" | 1
|  | 284 | 0 | Adaptor Union (NPT) |  | 0 | 48.85 | 0 | 2811102080 | 20 / ¾" | 1/2" | 1
|  | 285 | 0 | Adaptor Union (NPT) |  | 0 | 56.75 | 0 | 2811202080 | 25 / 1" | 1/2" | 1
|  | 286 | 0 | Adaptor Union (NPT) |  | 0 | 63.61 | 0 | 2811212080 | 25 / 1" | 3/4" | 1
|  | 287 | 0 | Adaptor Union (NPT) |  | 0 | 84.6 | 0 | 2811422080 | 40 / 1½" | 1" | 1
|  | 288 | 0 | Adaptor Union (NPT) |  | 0 | 99.52 | 0 | 2811542080 | 50 / 2" | 1 1/2" | 1
|  | 289 | 0 | Adaptor Union (NPT) |  | 0 | 108.58 | 0 | 2811552080 | 50 / 2" | 2" | 1
|  | 290 | 0 | Adaptor Union (NPT) |  | 0 | 197.15 | 0 | 2811652090 | 63 / 2 1/2" | 2" | 2
|  | 291 | 0 | Adaptor Union (NPT) |  | 0 | 246.25 | 0 | 2811762090 | 80 / 3" | 2 1/2" | 3
|  | 292 | 0 | Adaptor Union (NPT) |  | 0 | 250.35 | 0 | 2811772090 | 80 / 3" | 3" | 4
|  | 293 | 1: 0; 4: 0; 7: 0; 8: 0; 9: 0
|  | 294 | 0 | Pipe Clips |  | 0 | 51.4 | 0 | 2811112220 | 20 / ¾" | 1/4" UNC | 20
|  | 295 | 0 | Pipe Clips |  | 0 | 54.88 | 0 | 2811212220 | 25 / 1" | 1/4" UNC | 20
|  | 296 | 0 | Pipe Clips |  | 0 | 69.19 | 0 | 2811412220 | 40 / 1½" | 1/4" UNC | 20
|  | 297 | 0 | Pipe Clips |  | 0 | 75.72 | 0 | 2811512220 | 50 / 2" | 1/4" UNC | 20
|  | 298 | 0 | Pipe Clips |  | 0 | 163.49 | 0 | 2811612220 | 63 / 2½" | 5/16" UNC | 20
|  | 299 | 0 | Pipe Clips |  | 0 | 178.35 | 0 | 2811712220 | 80 / 3" | 5/16" UNC | 20
|  | 300 | 0 | Pipe Clips |  | 0 | 27.36 | 0 | 1312101361 | 100 / 4" | 3/8" UNC | 1
|  | 301 | 0 | Pipe Clips |  | 0 | 218.38 | 0 | 2810912210 | 158 / 6" | 3/8" UNC | 10
|  | 302 | 1: 0
|  | 303 | 0 | Pipe Clips Spacers |  | 0 | 21.73 | 0 | 2811002710 | 20-25 / 3/4"-1" | 15 | 10
|  | 304 | 0 | Pipe Clips Spacers |  | 0 | 43.28 | 0 | 2811012710 | 40-50 / 1 1/2"- 2" | 20 | 10
|  | 305 | 0 | Pipe Clips Spacers |  | 0 | 59.66 | 0 | 2811022710 | 63-80 / 2 1/2" - 3" | 30 | 10
|  | 306 | 0 | Pipe Clips Spacers |  | 0 | 240.05 | 0 | 2810032710 | 100 / 4" | 50 | 10
|  | 307 | 1: 0
|  | 308 | 1: 0
|  | 309 | 0 | Adaptor Bolts |  | 0 | 3.21 | 0 | 2811017200 | 1/4" UNC - 3/8" UNC | Use with 3/4" - 2" Pipe Clips | 1
|  | 310 | 0 | Adaptor Bolts |  | 0 | 3.76 | 0 | 2811027200 | 5/16" UNC - 3/8" UNC | Use with 2 1/2" & 3" Pipe Clips | 1
|  | 311 | 1: 0; 4: 0; 7: 0
|  | 312 | 0 | Screw Beram Clamps |  | 0 | 5.15 | 0 | 1310074482 | 1/4" | Use with 3/4" - 2" Pipe Clips | 10
|  | 313 | 0 | Screw Beram Clamps |  | 0 | 7.48 | 0 | 1310074483 | 5/16" | Use with 2 1/2" - 3" Pipe Clips | 1
|  | 314 | 0 | Screw Beram Clamps |  | 0 | #N/A | #N/A | 2810003610 | 3/8" | Use with 4 & 6" Pipe Clips | 1
|  | 315 | 1: 0; 7: 0; 8: 0; 9: 0
|  | 316 | 0 | All Thread |  | 0 | 2.76 | 0 | 1310074250 | 1/4" | Use with 3/4" - 2" Pipe Clips | 1
|  | 317 | 0 | All Thread |  | 0 | 6.94 | 0 | 1310074413 | 5/16" | Use with 2 1/2" & 3" Pipe Clips | 1
|  | 318 | 0 | All Thread |  | 0 | 9.21 | 0 | 1310073618 | 3/8" | Use with 4 & 6" Pipe Clips | 1
|  | 319 | 1: 0; 7: 0; 8: 0; 9: 0
|  | 320 | 1: 0; 4: 0; 7: 0; 9: 0
|  | 321 | 0 | Cantilever Arm |  | 0 | 123.32 | 0 | 2810003205 | 12" | 0 | 5
|  | 322 | 1: 0; 4: 0; 7: 0; 9: 0
|  | 323 | 0 | Loop Hangers |  | 0 | #N/A | #N/A | 2810023805 | 5' length | 0 | 5
|  | 324 | 0 | Loop Hangers |  | 0 | 106.94 | 0 | 2810023810 | 5' length | 0 | 10
|  | 325 | 0 | Loop Hangers |  | 0 | #N/A | #N/A | 2810033805 | 15' length | 0 | 5
|  | 326 | 0 | Loop Hangers |  | 0 | 141.32 | 0 | 2810033810 | 15' length | 0 | 10
|  | 327 | 1: 0; 9: 0
|  | 328 | 0 | 1/4" Stud Hangers |  | 0 | #N/A | #N/A | 2810043805 | 5' length | 0 | 5
|  | 329 | 0 | 1/4" Stud Hangers |  | 0 | 103.94 | 0 | 2810043810 | 5' length | 0 | 10
|  | 330 | 0 | 1/4" Stud Hangers |  | 0 | #N/A | #N/A | 2810053805 | 15' length | 0 | 5
|  | 331 | 0 | 1/4" Stud Hangers |  | 0 | 153.29 | 0 | 2810053810 | 15' length | 0 | 10
|  | 332 | 1: 0; 9: 0
|  | 333 | 0 | 90° Eyelet Hangers |  | 0 | #N/A | #N/A | 2810063805 | 5' length | 0 | 5
|  | 334 | 0 | 90° Eyelet Hangers |  | 0 | 108.72 | 0 | 2810063810 | 5' length | 0 | 10
|  | 335 | 0 | 90° Eyelet Hangers |  | 0 | #N/A | #N/A | 2810073805 | 15' length | 0 | 5
|  | 336 | 0 | 90° Eyelet Hangers |  | 0 | 139.4 | 0 | 2810073810 | 15' length | 0 | 10
|  | 337 | 1: 0; 4: 0; 7: 0; 8: 0; 9: 0
|  | 338 | 0 | ***Pipe Depth Gauge*** |  | 0 | 3.88 | 0 | 2811022990 | 0 | (Sizes 3/4" - 6") | 1
|  | 339 | 1: 0
|  | 340 | 1: 0
|  | 341 | 1: 0
|  | 342 | 1: 0
|  | 343 | 0 | Pipe Deburrer |  | 0 | 131.89 | 0 | 2810014100 | 3/4" - 2" | PF Series - Metal | 1
|  | 344 | 0 | Pipe Deburrer |  | 0 | 894.16 | 0 | 2810084100 | 2 1/2" - 3" | 2 handle deburrer | 1
345
346
|  | 347 | 0 | Pipe Deburrer - Pen Style |  | 0 | 22.3 | 0 | 2810004200 | 3/4" - 4" | Used to debur quick drop holes | 1
|  | 348 | 0 | Pipe Deburrer - Pen Style |  | 0 | 33.32 | 0 | 2810064100 | 2" - 6" | Used to debur quick drop holes & Large Pipe | 1
|  | 349 | 1: 0; 4: 0; 7: 0; 8: 0; 9: 0
|  | 350 | 1: 0; 4: 0; 7: 0; 8: 0
|  | 351 | 1: 0
|  | 352 | 0 | Hole Saw |  | 0 | 5.34 | 0 | 2810014300 | 14mm / 9/16" | PF Series 1" | 1
|  | 353 | 0 | Hole Saw |  | 0 | 5.75 | 0 | 2810024300 | 24mm / 1" | PF Series 1 1/2" - 3" | 1
|  | 354 | 1: 0
|  | 355 | 1: 0
|  | 356 | 1: 0
|  | 357 | 0 | Drill Arbor for Hole Saw |  | 0 | 7 | 0 | 2810004400 | 1" - 3" | 0 | 1
|  | 358 | 1: 0
|  | 359 | 1: 0
|  | 360 | 0 | L Keys |  | 0 | 1.13 | 0 | 2811014900 | 0 | 0 | 1
|  | 361 | 1: 0
|  | 362 | 1: 0
|  | 363 | 1: 0
|  | 364 | 0 | Pipe Cutters |  | 0 | 110.87 | 0 | 2810004000 | 3/4" - 1 1/2" | 0 | 1
|  | 365 | 0 | Pipe Cutters |  | 0 | 221.79 | 0 | 2810014000 | 2"- 3" | 0 | 1
|  | 366 | 0 | Pipe Cutters |  | 0 | 309.24 | 0 | 2810024000 | 4"- 6" | 0 | 1
|  | 367 | 0 | Pipe Cutters |  | 0 | 827.26 | 0 | 2810064080 | 110V Electric | All sizes - 3/4" - 6" | 1
|  | 368 | 1: 0
|  | 369 | 1: 0
|  | 370 | 0 | Slide Fluid (water based) |  | 0 | 14.21 | 0 | 2810014800 | 0 | 1/2 liter bottle | 1
|  | 371 | 0 | Slide Fluid (water based) |  | 0 | 192.27 | 0 | 1312100945 | 0 | 4 liter bottles (Qty - 4) | 1
|  | 372 | 1: 0
|  | 373 | 1: 0
|  | 374 | 1: 0
|  | 375 | 1: 0
|  | 376 | 0 | Spanner Wrenches |  | 0 | 4.37 | 0 | 2811102800 | 20 / ¾" | Push to connect (only use when disassembling) | 1
|  | 377 | 0 | Spanner Wrenches |  | 0 | 3.43 | 0 | 2811202800 | 25 / 1" | Push to connect (only use when disassembling) | 1
|  | 378 | 0 | Spanner Wrenches |  | 0 | 36.95 | 0 | 2811402800 | 40 / 1½" | Push to connect (only use when disassembling) | 1
|  | 379 | 0 | Spanner Wrenches |  | 0 | 39.72 | 0 | 2811502800 | 50 / 2" | Push to connect (only use when disassembling) | 1
|  | 380 | 0 | Spanner Wrenches |  | 0 | 47.84 | 0 | 2811602890 | 63 / 2½" | Use on Nut of Fitting (PM Series) | 1
|  | 381 | 0 | Spanner Wrenches |  | 0 | 52.04 | 0 | 2811662890 | 63 / 2½" | Use on Body of Fitting (PM Series) | 1
|  | 382 | 0 | Spanner Wrenches |  | 0 | 47.94 | 0 | 2811702890 | 80 / 3" | Use on Nut of Fitting (PM Series) | 1
|  | 383 | 0 | Spanner Wrenches |  | 0 | 52.62 | 0 | 2811772890 | 80 / 3" 63mm / 2.5" - Adapter Union | Use on Body of 3" Fitting (PM Series) & 2 1/2" NPT Union Adapter Fitting. | 1
|  | 384 | 0 | Spanner Wrenches |  | 0 | 49.14 | 0 | 2811772891 | 80 / 3" | 3" NPT Adapter Kit | 1
|  | 385 | 1: 0
|  | 386 | 1: 0
|  | 387 | 0 | Strap Wrench |  | 0 | 73.99 | 0 | 2810802800 | 40 / 1½" - 80 / 3" | Optional / Alternative | 1
|  | 388 | 1: 0
|  | 389 | 1: 0
|  | 390 | 0 | Hes Head Socket |  | 0 | 98.76 | 0 | 4027132308 | 100 / 4" | Hex Drive Socket - 8mm | 1
|  | 391 | 0 | Hes Head Socket |  | 0 | 18.19 | 0 | 462360123 | 158 / 6" | Hex Drive Socket - 10mm | 1
|  | 392 | 1: 0
|  | 393 | 1: 0
|  | 394 | 0 | Tool Box |  | 0 | 506.33 | 0 | 2811004500 | 3/4" - 2" | PF Series | 1
|  | 395 | 0 | Tool Box |  | 0 | 1008.65 | 0 | 2811024500 | 2 1/2" - 6" | PM & Large Series | 1
|  | 396 | 0 |  |  | 0 | 0 | 0 | 0 | 0 | 0
|  | 397 | 0 | Filter Regulator |  | 0 | 191.93 | 0 | 2813920004 | 3/4" | Pressure Regulator | 1
|  | 398 | 0 | Filter Regulator Lubricator |  | 0 | 193.79 | 0 | 2813920006 | 1" | Pressure Regulator | 1
|  | 399 | 0 | Replacement cartridges 5 microns |  | 0 | 182.84 | 0 | 2813920018 | 3/4" | Filter Regulator | 1
|  | 400 | 0 | Convert 1/2" to 3/8" port size |  | 0 | 183.26 | 0 | 2813920020 | 1" | Filter Regulator | 1
|  | 401 | 0 | Mounting block |  | 0 | 326.62 | 0 | 2813920030 | 3/4" | Filter+Regulator+Lubricator | 1
|  | 402 | 0 | Mounting block |  | 0 | 333.33 | 0 | 2813920032 | 1" | Filter+Regulator+Lubricator | 1
|  | 403 | 0 | Mounting block |  | 0 | 157.66 | 0 | 2813920011 | 3/4" | Auto Drain | 1
|  | 404 | 0 | Pressure Gauge |  | 0 | 164.48 | 0 | 2813920013 | 1" | Auto Drain | 1
|  | 405 | 0 |  |  | 0 | 0 | 0 | 0 | 0 | 0
|  | 406 | 0 | Reducing Bushing |  | 0 | 3.66 | 0 | 1312100325 | 1/2"m x 1/4"f | 0 | 1
|  | 407 | 0 | Reducing Bushing |  | 0 | 3.68 | 0 | 1312100326 | 1/2"m x 3/8"f | 0 | 1
|  | 408 | 0 | Reducing Bushing |  | 0 | 16.69 | 0 | 1312100335 | 3/4"m x 1/2"f | 0 | 1
|  | 409 | 0 | Reducing Bushing |  | 0 | 5.77 | 0 | 1310203228 | 1"m x 3/4"f | 0 | 1
|  | 410 | 0 | Reducing Bushing |  | 0 | 10.29 | 0 | 1310072403 | 1 1/2"m x 1"f | 0 | 1
|  | 411 | 0 | Reducing Bushing |  | 0 | 15.43 | 0 | 1310201169 | 2"m x 1 1/2"f | 0 | 1
|  | 412 | 0 | Reducing Bushing |  | 0 | 33.68 | 0 | 1310256325 | 2 1/2"m x 2"f | 0 | 1
|  | 413 | 0 | Reducing Bushing |  | 0 | 36.66 | 0 | 1310256514 | 3"m x 2"f | 0 | 1
|  | 414 | 0 | Reducing Bushing |  | 0 | 44.92 | 0 | 1310256082 | 3"m x 2 1/2"f | 0 | 1
|  | 415 | 0 | Reducing Bushing |  | 0 | 11.49 | 0 | 2811007700 | 1/2" Male x 1/2" Male | 0 | 1
|  | 416 | 0 | Reducing Bushing |  | 0 | 23.19 | 0 | 2811117700 | 3/4" Male x 3/4" Male | 0 | 1
|  | 417 | 0 | Reducing Bushing |  | 0 | 39.89 | 0 | 2811227700 | 1" Male x 1" Male | 0 | 1
|  | 418 | 0 | Reducing Bushing |  | 0 | 48.96 | 0 | 2811447700 | 1 1/2" Male x 1 1/2" Male | 0 | 1
|  | 419 | 0 | Reducing Bushing |  | 0 | 71.26 | 0 | 2811557700 | 2" Male x 2" Male | 0 | 1
|  | 420 | 1: 0
|  | 421 | 0 | Female Threaded Nipples - NPT |  | 0 | 15.34 | 0 | 2811007900 | 1/2" Female x 1/2" Female | 0 | 1
|  | 422 | 0 | Female Threaded Nipples - NPT |  | 0 | 26.37 | 0 | 2811117900 | 3/4" Female x 3/4" Female | 0 | 1
|  | 423 | 0 | Female Threaded Nipples - NPT |  | 0 | 41.97 | 0 | 2811227900 | 1" Female x 1" Female | 0 | 1
|  | 424 | 0 | Female Threaded Nipples - NPT |  | 0 | 43.17 | 0 | 2811337900 | 1 1/4" Female x 1 1/4" Female | 0 | 1
|  | 425 | 0 | Female Threaded Nipples - NPT |  | 0 | 51.26 | 0 | 2811447900 | 1 1/2" Female x 1 1/2" Female | 0 | 1
|  | 426 | 0 | Female Threaded Nipples - NPT |  | 0 | 77.56 | 0 | 2811557900 | 2" Female x 2" Female | 0 | 1
|  | 427 | 0 |  |  | 0 | 0 | 0 | 0 | 0 | Length | 1
|  | 428 | 0 |  |  | 0 | 0 | 0 | 1312100950 | 3/4" straight | 2 1/2 ft | 1
|  | 429 | 0 | Hoses |  | 0 | 0 | 0 | 1312100951 | 3/4" straight | 4.9 ft | 1
|  | 430 | 0 | Hoses |  | 0 | 0 | 0 | 1312100952 | 1" straight | 2 1/2 ft | 1
|  | 431 | 0 | Hoses |  | 0 | 0 | 0 | 1312100953 | 1" straight | 4.9 ft | 1
|  | 432 | 0 | Hoses |  | 0 | 0 | 0 | 1312100954 | 1 1/2"" straight | 4.9 ft | 1
|  | 433 | 0 | Hoses |  | 0 | 0 | 0 | 1312100955 | 2" straight | 4.9 ft | 1
|  | 434 | 1: 0
|  | 435 | 0 | Quick Connect Plugs |  | 0 | 82.01 | 0 | 1312100941 | 1/4" FNPT | ARO Profile- 1/4" body style | 1
|  | 436 | 0 | Quick Connect Plugs |  | 0 | 82.03 | 0 | 1312100942 | 1/2" MNPT | ARO Profile- 1/4" body style | 1
|  | 437 | 0 | Quick Connect Plugs |  | 0 | 30.91 | 0 | 1312100946 | 1/4" FNPT | Ind. Interchange- 1/4" body style | 1
|  | 438 | 0 | Quick Connect Plugs |  | 0 | 30.91 | 0 | 1312100947 | 1/2" MNPT | Ind. Interchange- 1/4" body style | 1
|  | 439 | 1: 0
|  | 440 | 0 | Spiral Hoses |  | 0 | 39.31 | 0 | 1310072290 | 12 ft | 0 | 1
|  | 441 | 0 | Shop Hose |  | 0 | 0 | 0 | 0 | 0 | 0 | 1
|  | 442 | 0 | Shop Hose |  | 0 | 0 | 0 | 0 | 0 | 0 | 1
|  | 443 | 0 |  |  | 0 | 0 | 0 | 0 | 0 | 0
|  | 444 | 0 | O-ring (fittings) |  | 0 | 39.91 | 0 | 2811206510 | 25 / 1" | PF Quick Drop - Contour Seal | 10
|  | 445 | 0 | O-ring (fittings) |  | 0 | 31.79 | 0 | 2811406510 | 40-50 / 1 1/2"-2" | PF Quick Drop - Contour Seal | 10
|  | 446 | 0 | O-ring (fittings) |  | 0 | 16.6 | 0 | 2811606510 | 63-80 / 2 1/2"-3" | PF Quick Drop - Oring (std) | 10
|  | 447 | 1: 0; 8: 0; 9: 0
|  | 448 | 0 | Nuts & Bolts |  | 0 | #REF! | #REF! | 2810806010 | 100 /4" | Bolts & clips for (4") equal socket | 10
|  | 449 | 1: 0; 4: 0; 8: 0; 9: 0
|  | 450 | 1: 0; 4: 0; 8: 0; 9: 0
|  | 451 | 1: 0; 4: 0; 8: 0; 9: 0
|  | 452 | 1: 0; 4: 0; 8: 0; 9: 0
|  | 453 | 1: 0; 4: 0; 8: 0; 9: 0
|  | 454 | 0 | Spare Seals 4" Equal Unions |  | 0 | #REF! | #REF! | 2810826505 | 4" | 0 | 5
|  | 455 | 0 | Spare Seals 4" Equal Unions |  | 0 | #REF! | #REF! | 2810816505 | 4" | Vacuum Seal | 5
|  | 456 | 1: 0
|  | 457 | 1: 0
|  | 458 | 1: 0
|  | 459 | 1: 0
|  | 460 | 1: 0
|  | 461 | 1: 0
|  | 462 | 1: 0
|  | 463 | 1: 0
|  | 464 | 1: 0
|  | 465 | 1: 0
|  | 466 | 1: 0
|  | 467 | 1: 0
|  | 468 | 1: 0
|  | 469 | 1: 0
|  | 470 | 1: 0
|  | 471 | 1: 0
|  | 472 | 1: 0
|  | 473 | 1: 0
|  | 474 | 1: 0
|  | 475 | 1: 0
|  | 476 | 1: 0
|  | 477 | 1: 0
|  | 478 | 1: 0
|  | 479 | 1: 0
|  | 480 | 1: 0
|  | 481 | 1: 0
|  | 482 | 1: 0
|  | 483 | 1: 0
|  | 484 | 1: 0
|  | 485 | 1: 0
|  | 486 | 1: 0
|  | 487 | 1: 0
|  | 488 | 1: 0
|  | 489 | 1: 0
|  | 490 | 1: 0
|  | 491 | 1: 0
|  | 492 | 1: 0
|  | 493 | 1: 0
|  | 494 | 1: 0
|  | 495 | 1: 0
|  | 496 | 1: 0
|  | 497 | 1: 0
|  | 498 | 1: 0
|  | 499 | 1: 0
|  | 500 | 1: 0
|  | 501 | 1: 0
|  | 502 | 1: 0
|  | 503 | 1: 0
|  | 504 | 1: 0
|  | 505 | 1: 0
|  | 506 | 1: 0
|  | 507 | 1: 0
|  | 508 | 1: 0
|  | 509 | 1: 0
|  | 510 | 1: 0
|  | 511 | 1: 0
|  | 512 | 1: 0
|  | 513 | 1: 0
Return to Menu

## PIPE
|  | Pipes & Pipe Clips |  |  |  | Enter Qty Here
Category | Sub Category | Part Number | Size mm / in | Additonal Info | Lot Size | Qty | Your Price | List Price | Total
Pipe | Compressed Air |  | AIRnet Φ
|  | 2811100000 | 20 / ¾" | 18 ft 8 inch | 1 |  | 61.81 | 0 | 0
|  | 2811200000 | 25 / 1" | 18 ft 8 inch | 1 |  | 77.26 | 0 | 0
|  | 2811400000 | 40 / 1½" | 18 ft 8 inch | 1 |  | 126.25 | 0 | 0
|  | 2811500000 | 50 / 2" | 18 ft 8 inch | 1 |  | 170.68 | 0 | 0
|  | 2811600000 | 63 / 2½" | 18 ft 8 inch | 1 |  | 218.66 | 0 | 0
|  | 2811700000 | 80 / 3" | 18 ft 8 inch | 1 |  | 305.78 | 0 | 0
|  | 2811800000 | 100 / 4" | 18 ft 8 inch | 1 |  | 426.33 | 0 | 0
|  | 2811900000 | 158 / 6" | 18 ft 8 inch | 1 |  | 875.08 | 0 | 0
Inert Gas (green pipe)
|  | 2811106100 | 20 / ¾" | 18 ft 8 inch | 1 |  | 72 | 0 | 0
|  | 2811206100 | 25 / 1" | 18 ft 8 inch | 1 |  | 116.67 | 0 | 0
Additonal Sizes available - Special order
| Vacuum (gray pipe) |  |  | Available by Special Order
| S Bend |  |  | Comment
|  | 2811106705 | 20 / ¾" | Use with Quick Drops to rotate pipe against wall (~6.5" offset) | 5 |  | 72.27 | 0 | 0
|  | 2811206705 | 25 / 1" | Use with Quick Drops to rotate pipe against wall (~6.5" offset) | 5 |  | 100.05 | 0 | 0
Return to Menu
Bill of Materials

## Straight Connection
4 |  |  | Straight Connections, Elbows, Tees, & End Caps |  |  |  | Enter Qty Here
| Category | Sub Category | Part Number | Size mm / in | Additonal Info | Lot Size | Qty | Your Price | List Price | Total
| Straight Connection | Equal Union - PF Series
|  |  | 2811100280 | 20 / ¾" | Pipe to Pipe connector | 1 |  | 19.58 | 0 | 0
|  |  | 2811200280 | 25 / 1" | Pipe to Pipe connector | 1 |  | 29.93 | 0 | 0
|  |  | 2811400280 | 40 / 1½" | Pipe to Pipe connector | 1 |  | 51.89 | 0 | 0
|  |  | 2811500280 | 50 / 2" | Pipe to Pipe connector | 1 |  | 65.25 | 0 | 0
Equal Union - PM & Large Series
|  |  | 2811600290 | 63 / 2½" | Pipe to Pipe connector | 1 |  | 79.69 | 0 | 0
|  |  | 2811700290 | 80 / 3" | Pipe to Pipe connector | 1 |  | 108.34 | 0 | 0
|  |  | 2810880200 | 100 / 4" | Pipe to Pipe or Pipe to Fitting | 1 |  | 141.95 | 0 | 0
|  |  | 2810900200 | 158 / 6" | Pipe to Pipe or Pipe to Fitting | 1 |  | 153.24 | 0 | 0
| Elbow | 90° Elbows - PF Series
|  |  | 2811100380 | 20 / ¾" |  | 1 |  | 28.02 | 0 | 0
|  |  | 2811200380 | 25 / 1" |  | 1 |  | 35.48 | 0 | 0
|  |  | 2811400380 | 40 / 1½" |  | 1 |  | 55.45 | 0 | 0
|  |  | 2811500380 | 50 / 2" |  | 1 |  | 74.09 | 0 | 0
90° Elbows - PM & Large Series
|  |  | 2811600390 | 63 / 2½" |  | 1 |  | 129.03 | 0 | 0
|  |  | 2811700390 | 80 / 3" |  | 1 |  | 151.1 | 0 | 0
|  |  | 2810800300 | 100 / 4" | Requires 2 Equal Unions | 1 |  | 183.47 | 0 | 0
|  |  | 2810900300 | 158 / 6" | Requires 2 Equal Unions | 1 |  | 261.81 | 0 | 0
45° Elbow - PF Series
|  |  | 2811100480 | 20 / ¾" |  | 1 |  | 31.54 | 0 | 0
|  |  | 2811200480 | 25 / 1" |  | 1 |  | 41.57 | 0 | 0
|  |  | 2811400480 | 40 / 1½" |  | 1 |  | 65.14 | 0 | 0
|  |  | 2811500480 | 50 / 2" |  | 1 |  | 81.05 | 0 | 0
45° Elbow - PM & Large Series
|  |  | 2811600490 | 63 / 2½" |  | 1 |  | 133.44 | 0 | 0
|  |  | 2811700490 | 80 / 3" |  | 1 |  | 165.61 | 0 | 0
|  |  | 2810800400 | 100 / 4" | Requires 2 Equal Unions | 1 |  | 192.74 | 0 | 0
|  |  | 2810900400 | 158 / 6" | Requires 2 Equal Unions | 1 |  | 266.18 | 0 | 0
| Tee | Equal Tee - PF Series
|  |  | 2811100580 | 20 / ¾" |  | 1 |  | 32.75 | 0 | 0
|  |  | 2811200580 | 25 / 1" |  | 1 |  | 42.91 | 0 | 0
|  |  | 2811400580 | 40 / 1½" |  | 1 |  | 59.39 | 0 | 0
|  |  | 2811500580 | 50 / 2" |  | 1 |  | 83.26 | 0 | 0
Equal Tee - PM & Large Series
|  |  | 2811600590 | 63 / 2½" |  | 1 |  | 149.17 | 0 | 0
|  |  | 2811700590 | 80 / 3" |  | 1 |  | 194.62 | 0 | 0
|  |  | 2810800500 | 100 / 4" | Requires 2 Equal Unions | 1 |  | 215.11 | 0 | 0
|  |  | 2810900500 | 158 / 6" | Requires 2 Equal Unions | 1 |  | 294.85 | 0 | 0
| End Cap | End Cap - PF Series
|  |  | 2811100680 | 20 / ¾" |  | 1 |  | 21.14 | 0 | 0
|  |  | 2811200680 | 25 / 1" |  | 1 |  | 26.9 | 0 | 0
|  |  | 2811400680 | 40 / 1½" |  | 1 |  | 34.83 | 0 | 0
|  |  | 2811500680 | 50 / 2" |  | 1 |  | 49.21 | 0 | 0
End Cap - PM & Large Series
|  |  | 2811600690 | 63 / 2½" |  | 1 |  | 72.96 | 0 | 0
|  |  | 2811700690 | 80 / 3" |  | 1 |  | 87.15 | 0 | 0
|  |  | 2810981600 | 100 / 4" & 158 / 6" | Same End Cap for 4" & 6" pipe | 1 |  | 159.66 | 0 | 0
Return to Menu
Bill of Materials
Top of Page
4" & 6"
Diameter
PM Series
2 1/2" & 3" Diameter
4" & 6" Diameter
PM Series
2 1/2" & 3" Diameter
4" & 6" Diameter
4" & 6" Diameter
PM Series
2 1/2" & 3" Diameter
PM Series
2 1/2" & 3" Diameter
4" & 6" Diameter
PM Series
2 1/2" & 3" Diameter

## Reducing Fittings
|  | Reducing Connections |  |  |  | Enter Qty Here
Category | Sub Category | Part Number | Size mm / in | Size mm / in | Lot Size | Qty | Your Price | List Price | Total
Reduction connections | Reducing Union PF Series |  | Main Size | Reduced Size
|  | 2811212180 | 25 / 1" | 20 / ¾" | 1 |  | 34.83 | 0 | 0
|  | 2811422180 | 40 / 1½" | 25 / 1" | 1 |  | 59.88 | 0 | 0
|  | 2811542180 | 50 / 2" | 40 / 1½" | 1 |  | 59.81 | 0 | 0
| Reducing Union PM & Large Series | 2811652190 | 63 / 2½" | 50 / 2" | 1 |  | 174.88 | 0 | 0
|  | 2811762190 | 80 / 3" | 63 / 2½" | 1 |  | 216.49 | 0 | 0
|  | 2810872100 | 100 / 4" | 80 / 3" | 1 |  | 195.46 | 0 | 0
|  | 2810982100 | 158 / 6" | 4 / 100" | 1 |  | 189.46 | 0 | 0
Reducing Tees | Reducing Tee PF Series |  | Main Size | Reduced Size
See "Quick Drop" Fittings when creating drops |  | 2811210780 | 25 / 1" | 20 / ¾" | 1 |  | 42.27 | 0 | 0
|  | 2811410780 | 40 / 1½" | 20 / ¾" | 1 |  | 64.91 | 0 | 0
|  | 2811420780 | 40 / 1½" | 25 / 1" | 1 |  | 66.77 | 0 | 0
|  | 2811510780 | 50 / 2" | 20 / ¾" | 1 |  | 91.23 | 0 | 0
|  | 2811520780 | 50 / 2" | 25 / 1" | 1 |  | 108.5 | 0 | 0
|  | 2811540780 | 50 / 2" | 40 / 1½" | 1 |  | 141.27 | 0 | 0
| Reducing Tee PM & Large Series |  | Main Size | Reduced Size
|  | 2811640790 | 63 / 2½" | 40 / 1½" | 1 |  | 166.66 | 0 | 0
|  | 2811650790 | 63 / 2½" | 50 / 2" | 1 |  | 178.62 | 0 | 0
|  | 2811740790 | 80 / 3" | 40 / 1½" | 1 |  | 204.67 | 0 | 0
|  | 2811750790 | 80 / 3" | 50 / 2" | 1 |  | 212.9 | 0 | 0
|  | 2811760790 | 80 / 3" | 63 / 2½" | 1 |  | 216.5 | 0 | 0
|  |  | Main Size | Reduced Size
See "Quick Drop" Fittings when creating drops |  | 2810850700 | 100 / 4" | 50 / 2" | 1 |  | 203.6 | 0 | 0
|  | 2810860700 | 100 / 4" | 63 / 2½" | 1 |  | 208.39 | 0 | 0
|  | 2810870700 | 100 / 4" | 80 / 3" | 1 |  | 232.63 | 0 | 0
|  | 2810970700 | 158 / 6" | 80 / 3" | 1 |  | 242.39 | 0 | 0
|  | 2810980700 | 158 / 6" | 100 / 4" | 1 |  | 253.12 | 0 | 0
Threaded Reducing Tees | Threaded Reducing PF Series (FNPT)
Additional reductions possible - see npt union adpaters |  |  | Main Size | Reduced Size
|  | 2811000980 | 20 / ¾" | 3/8" | 1 |  | 89.14 | 0 | 0
|  | 2811100980 | 20 / ¾" | 1/2" | 1 |  | 90.53 | 0 | 0
|  | 2811200980 | 25 / 1" | 1/2" | 1 |  | 95.32 | 0 | 0
|  | 2811210980 | 25 / 1" | 3/4" | 1 |  | 97.88 | 0 | 0
Click On Picture |  | 2811420980 | 40 / 1½" | 1" | 1 |  | 136.42 | 0 | 0
|  | 2811520980 | 50 / 2" | 1" | 1 |  | 151.95 | 0 | 0
| Threaded Reducing Tee (FNPT) PM & Large Series |  | Main Size | Reduced Size
|  | 2811650990 | 63 / 2½" | 2" | 1 |  | 174.26 | 0 | 0
|  | 2811760990 | 80 / 3" | 2 1/2" | 1 |  | 218.12 | 0 | 0
|  | 2811770990 | 80 / 3" | 3" | 1 |  | 210.83 | 0 | 0
|  | 2810820900 | 100 / 4" | 1" | 1 |  | 157.07 | 0 | 0
|  | 2810920900 | 158 / 6" | 1" | 1 |  | 328.38 | 0 | 0
PM to PF Reduction Pipe Adapters (Reduce 2 sizes with 1 step).
|  |  | Main Size | Reduced Size
|  | 2811646280 | 63 / 2½" | 40 / 1 1/2" | 1 |  | 139.17 | 163.73 | 0
|  | 2811746280 | 80 / 3" | 40 / 1 1/2" | 1 |  | 204.62 | 240.72 | 0
|  | 2811756280 | 80 / 3" | 50 / 2" | 1 |  | 241.81 | 284.33 | 0
Return to Menu
Bill of Materials
Top of Page
2 1/2" & 3" Diameter shown
4" & 6" Diameter shown
Left hand side of pipe adapter is same diameter as pipe - insert into PM Series fitting
2 1/2" & 3" Diameter shown
2 1/2" & 3" Diameter shown
4" & 6" Diameter shown
4" & 6" Diameter shown

## QDrops
|  | Quick Drops & Manifolds |  |  |  | Enter Qty Here
Category | Sub Category | Part Number | Size mm / in | Size mm / in | Lot Size | Qty | Your Price | List Price | Total
Quick Drops | PF Series |  | AIRnet Φ | Drop Leg Φ
|  | 2811211080 | 25 / 1" | 20 / ¾" | 1 |  | 23.37 | 0 | 0
|  | 2811411080 | 40 / 1½" | 20 / ¾" | 1 |  | 32.92 | 0 | 0
|  | 2811421080 | 40 / 1½" | 25 / 1" | 1 |  | 35.09 | 0 | 0
|  | 2811511080 | 50 / 2" | 20 / ¾" | 1 |  | 49 | 0 | 0
|  | 2811521080 | 50 / 2" | 25 / 1" | 1 |  | 52.39 | 0 | 0
|  | 2811611080 | 63 / 2½" | 20 / ¾" | 1 |  | 63.34 | 0 | 0
|  | 2811621080 | 63 / 2½" | 25 / 1" | 1 |  | 65.53 | 0 | 0
|  | 2811711080 | 80 / 3" | 20 / ¾" | 1 |  | 84.37 | 0 | 0
|  | 2811721080 | 80 / 3" | 25 / 1" | 1 |  | 87.37 | 0 | 0
Quick Drops - PM & Large Series
|  | 2811811080 | 100 / 4" | 20 / ¾" | 1 |  | 205.38 | 0 | 0
|  | 2811821080 | 100 / 4" | 25 / 1" | 1 |  | 216.52 | 0 | 0
|  | 2811841080 | 100 / 4" | 40 /1 1/2" | 1 |  | 225.02 | 0 | 0
|  | 2811851080 | 100 / 4" | 50 / 2" | 1 |  | 246.42 | 0 | 0
|  | 2811911080 | 158 / 6" | 20 / ¾" | 1 |  | 310.5 | 0 | 0
|  | 2811921080 | 158 / 6" | 25 / 1" | 1 |  | 328.43 | 0 | 0
|  | 2811941080 | 158 / 6" | 40 /1 1/2" | 1 |  | 360.11 | 0 | 0
|  | 2811951080 | 158 / 6" | 50 / 2" | 1 |  | 395.01 | 0 | 0
| Threaded Quick Drops (NPT) |  | AIRnet Φ | Drop Leg Φ
|  | 2811201280 | 25 / 1" | 1/2" NPT | 1 |  | 26.21 | 0 | 0
|  | 2811401280 | 40 / 1½" | 1/2" NPT | 1 |  | 37.52 | 0 | 0
|  | 2811411280 | 40 / 1½" | 3/4"NPT | 1 |  | 46.97 | 0 | 0
|  | 2811501280 | 50 / 2" | 1/2" NPT | 1 |  | 53.9 | 0 | 0
|  | 2811511280 | 50 / 2" | 3/4"NPT | 1 |  | 56.19 | 0 | 0
|  | 2811601280 | 63 / 2½" | 1/2" NPT | 1 |  | 71.58 | 0 | 0
|  | 2811611280 | 63 / 2½" | 3/4"NPT | 1 |  | 74.77 | 0 | 0
|  | 2811701280 | 80 / 3" | 1/2" NPT | 1 |  | 87.15 | 0 | 0
|  | 2811711280 | 80 / 3" | 3/4"NPT | 1 |  | 97.53 | 0 | 0
Quick Drops - PM & Large Series
|  | 2811811280 | 100 / 4" | 3/4"NPT | 1 |  | 205.38 | 0 | 0
|  | 2811821280 | 100 / 4" | 1" NPT | 1 |  | 218.71 | 0 | 0
|  | 2811841280 | 100 / 4" | 1 1/2" NPT | 1 |  | 225.02 | 0 | 0
|  | 2811851280 | 100 / 4" | 2" NPT | 1 |  | 257.38 | 0 | 0
|  | 2811911280 | 158 / 6" | 3/4"NPT | 1 |  | 313.11 | 0 | 0
|  | 2811921280 | 158 / 6" | 1" NPT | 1 |  | 331.72 | 0 | 0
|  | 2811941280 | 158 / 6" | 1 1/2" NPT | 1 |  | 371.06 | 0 | 0
|  | 2811951280 | 158 / 6" | 2" NPT | 1 |  | 404.86 | 0 | 0
Saddle Clamps |  |  | AIRnet Φ | Drop Leg Φ
|  | 1630020001 | 100/4" | 1" NPT | 1 |  | #REF! |  | #REF!
|  | 1630020003 | 158/6" | 1" NPT | 1 |  | #REF! |  | #REF!
Manifold - Wall Mounted | AIRnet Connection |  | AIRnet Φ | Ports / Outlet Φ
|  | 2811102480 | 20 / ¾" | (3) / 1/2" NPT | 1 |  | 45.74 | 0 | 0
|  | 2811202480 | 25 / 1" | (3) / 1/2" NPT | 1 |  | 51.14 | 0 | 0
|  | 2811104180 | 20 / ¾" | (1) / 1/2" NPT (single port) | 1 |  | 37.94 | 0 | 0
|  | 2811204180 | 25 / 1" | (1) / 1/2" NPT (single port) | 1 |  | 46.67 | 0 | 0
|  | 2811104380 | 20 / ¾" | (1) / 1/2" NPT (new 6 port) | 1 |  | 117.25 | 0 | 0
|  | 2811204380 | 25 / 1" | (1) / 1/2" NPT (new 6 port) | 1 |  | 140.31 | 0 | 0
| Threaded Connection |  | Threaded Inlet Φ | (3) Port Outlet Φ
|  | 2811002680 | 1/2" NPT | 1/2" NPT | 1 |  | 43.34 | 0 | 0
|  | 2811102680 | 3/4"NPT | 1/2" NPT | 1 |  | 44.12 | 0 | 0
| Plugs for unused ports |  | Manifold Plugs
|  |  | SIZE | Comment
|  | 2811007502 | 1/2" Male NPT | Package quantity-2 | *2* |  | 8.87 | 0 | 0
Return to Menu
Bill of Materials
Top of Page
Quick drops unavailable for 3/4" pipe - due to size of hole needed to be drilled.
New Larger Sizes

## VALVES & FLANGES
|  | Valves & Flanges |  |  |  | Enter Qty Here
Valves & Flanges | Sub Category | Part Number | Size mm / in | Additonal Info | Lot Size | Qty | Your Price | List Price | Total
#N/A
|  |  |  | (Flanges are included) | 1 |  | #REF! | #N/A | #REF!
|  |  |  | (Flanges are included) | 1 |  | #REF! | #N/A | #REF!
|  |  |  | (Valve Only) - requires flange / bolt sets | 1 |  | #REF! | #N/A | #REF!
|  |  |  | (Valve Only) - requires flange / bolt sets | 1 |  | #REF! | #N/A | #REF!
#N/A
#N/A
|  |  |  | (Flanges are included) | 1 |  | #REF! | #N/A | #REF!
|  |  |  | (Flanges are included) | 1 |  | #REF! | #N/A | #REF!
#N/A
#N/A
#N/A
Ball PF Series
|  | 2811105191 | 20 / ¾" | AIRnet x AIRnet Connections | 1 |  | 53.41 | 0 | 0
|  | 2811205191 | 25 / 1" | AIRnet x AIRnet Connections | 1 |  | 77.95 | 0 | 0
|  | 2811405191 | 40 / 1½" | AIRnet x AIRnet Connections | 1 |  | 130.39 | 0 | 0
|  | 2811505191 | 50 / 2" | AIRnet x AIRnet Connections | 1 |  | 254.28 | 0 | 0
Threaded Ball Valve PF Series
|  | 2811115391 | 3/4" / 3/4" NPT | AIRnet x NPT Connections | 1 |  | 70.71 | 0 | 0
|  | 2811225391 | 1" / 1" NPT | AIRnet x NPT Connections | 1 |  | 81.6 | 0 | 0
|  | 2811445391 | 1 1/2" / 1 1/2" NPT | AIRnet x NPT Connections | 1 |  | 151.73 | 0 | 0
|  | 2811555391 | 2" / 2" NPT | AIRnet x NPT Connections | 1 |  | 189.44 | 0 | 0
PF Series - Lock Out / Tag Out (Handles Only)
|  | 2811125100 | 20-25mm / 3/4" - 1" | Locking handle | 1 |  | 22.21 | 0 | 0
|  | 2811455100 | 40-50mm / 1 1/2" - 2" | Locking Handle | 1 |  | 34.36 | 0 | 0
| Standard Ball Valves Locking Latch / UL Listed |  |  | Use with (2) threaded connectors to connect to AIRnet piping
|  | 1310072363 | 1/2"m x 1/2"f | NPT x NPT connections | 1 |  | 30.09 | 0 | 0
|  | 1310072884 | 3/4"m x 3/4" f | NPT x NPT connections | 1 |  | 32.09 | 0 | 0
|  | 1310072282 | 1/2" f x 1/2"f | NPT x NPT connections | 1 |  | 25 | 0 | 0
|  | 1310072283 | 3/4"f x 3/4"f | NPT x NPT connections | 1 |  | 32.33 | 0 | 0
|  | 1310072284 | 1"f x 1"f | NPT x NPT connections | 1 |  | 41.85 | 0 | 0
|  | 1310072378 | 1 1/4"f x 1 1/4"f | NPT x NPT connections | 1 |  | 71.93 | 0 | 0
|  | 1310072286 | 1 1/2"f x 1 1/2"f | NPT x NPT connections | 1 |  | 86.93 | 0 | 0
|  | 1310072287 | 2"f x 2"f | NPT x NPT connections | 1 |  | 227.65 | 0 | 0
|  | 1310072288 | 2 1/2"f x 2 1/2"f | NPT x NPT connections | 1 |  | #REF! | 0 | #REF!
|  | 1310072289 | 3"f x 3"f | NPT x NPT connections | 1 |  | #REF! | 0 | #REF!
Valves | Butterfly Valve PM & Large Series
|  | 2811605190 | 63 / 2½" | (Flanges are included) | 1 |  | 472.02 | 0 | 0
|  | 2811705190 | 80 / 3" | (Flanges are included) | 1 |  | 634.83 | 0 | 0
|  | 1606456104 | 100 / 4" | (Valve Only) - requires flange & bolt sets | 1 |  | 458.34 | 0 | 0
|  | 2810905100 | 158 / 6" | (Valve Only) - requires flange & bolt sets | 1 |  | 493.43 | 0 | 0
Threaded Butterfly Valve (NPT)
|  | 2811665390 | 63 / 2½" | (Flanges are included) | 1 |  | 524.71 | 0 | 0
|  | 2811775390 | 80 / 3" | (Flanges are included) | 1 |  | 656.12 | 0 | 0
Flange - 150 class | ANSI |  | AIRnet Φ
|  | 2811615490 | 63 / 2½" | ANSI | 1 |  | 132.63 | 0 | 0
|  | 2811715490 | 80 / 3" | ANSI | 1 |  | 178.35 | 0 | 0
|  | 2810825400 | 100 / 4" | ANSI - Equal Unions required | 1 |  | 241.49 | 0 | 0
|  | 2810915400 | 158 / 6" | ANSI - Equal Unions required | 1 |  | 270.27 | 0 | 0
Flange Accessories | Support for Valves / Flanges
|  | 2810000638 | 63 / 2½" |  | 1 |  | 48.31 | 0 | 0
|  | 2810000738 | 80 / 3" |  | 1 |  | 48.31 | 0 | 0
|  | 2810806400 | 100 / 4" |  | 1 |  | 34.09 | 0 | 0
|  | 2810906400 | 158 / 6" |  | 1 |  | 45.45 | 0 | 0
| Flat Gasket |  | Note: | No gaskets required for Butterfly Valves
|  | 0650 0100 16 | 63 / 2½" |  | 1 |  | 44.13 | 51.92 | 0
|  | 0650 1001 27 | 80 / 3" |  | 1 |  | 48.88 | 31.28 | 0
|  | 0650 0100 06 | 100 / 4" |  | 1 |  | 49.99 | 43.39 | 0
|  | 0650 1001 25 | 158 / 6" |  | 1 |  | 86.42 | 101.68 | 0
Flange Bolts (for use with butterfly valves)
|  | 2810025408 | 4" | 1 pack = 8 bolts | 8 |  | 108.48 | 0 | 0
|  | 2810045408 | 6" | 1 pack = 8 bolts | 8 |  | 171.94 | 0 | 0
#N/A
Return to Menu
Bill of Materials
Top of Page
Gaskets required for flange installation (not required with butterfly valves)
4" & 6" Diameter
PM Series
2 1/2" & 3" Diameter
PM Series
2 1/2" & 3" Diameter
PM Series
2 1/2" & 3" Diameter
4" & 6" Diameter

## NPT Adapters
|  | Adapters Unions & Threaded Connectors |  |  |  | Enter Qty Here
Adapters - NPT | Sub Category | Part Number | Size mm / in | NPT size inches | Lot Size | Qty | Your Price | List Price | Total
#N/A
|  |  | AIRnet Φ | Threaded Outlet Φ | Lot Size |  |  | #N/A
|  | 2811651880 | 63 / 2 1/2" | 2" | 1 |  | #REF! | #N/A | #REF!
|  | 2811661880 | 63 2 1/2" | 2½" | 1 |  | #REF! | #N/A | #REF!
|  | 2811761880 | 80 / 3" | 2½" | 1 |  | #REF! | #N/A | #REF!
|  | 2811771880 | 80 / 3" | 3" | 1 |  | #REF! | #N/A | #REF!
aka Threaded Connectors | Male - NPT
aka Nipple Sockets | Aluminum PF Series
|  |  | AIRnet Φ | Threaded Outlet Φ | Lot Size
|  | 2811101880 | 20 / ¾" | 1/2" | 1 |  | 22.7 | 0 | 0
|  | 2811111880 | 20 / ¾" | 3/4" | 1 |  | 26.95 | 0 | 0
|  | 2811211880 | 25 / 1" | 3/4" | 1 |  | 41.26 | 0 | 0
|  | 2811221880 | 25 / 1" | 1" | 1 |  | 49.55 | 0 | 0
|  | 2811431880 | 40 / 1½" | 1 1/4" | 1 |  | 67.58 | 0 | 0
|  | 2811441880 | 40 / 1½" | 1 1/2" | 1 |  | 73.04 | 0 | 0
|  | 2811541880 | 50 / 2" | 1 1/2" | 1 |  | 86.79 | 0 | 0
|  | 2811551880 | 50 / 2" | 2" | 1 |  | 89.4 | 0 | 0
Male - PM Series Aluminum Connector
|  |  | AIRnet Φ | Threaded Outlet Φ | Lot Size
|  | 2811651890 | 63 / 2 1/2" | 2" | 1 |  | 159.22 | 0 | 0
|  | 2811661890 | 63 2 1/2" | 2½" | 1 |  | 159.22 | 0 | 0
|  | 2811761890 | 80 / 3" | 2½" | 1 |  | 199.56 | 0 | 0
|  | 2811771890 | 80 / 3" | 3" | 1 |  | 201.76 | 0 | 0
| Female - PM Series Aluminum Connector |  | AIRnet Φ | Threaded Outlet Φ | Lot Size
|  | 2811662090 | 63 / 2½" | 2 1/2" | 1 |  | #REF! |  | #REF!
|  |  | AIRnet Φ | Threaded Outlet Φ | Lot Size
Union Adapter (NPT) | Female Connector - NPT PF Series | 2811111480 | 20 / ¾" | 3/4" | 1 |  | 63.01 | 0 | 0
Union Adapters gives you the ability to replace equipment (Ex: filters) without removing pipe |  | 2811221480 | 25 / 1" | 1" | 1 |  | 73.03 | 0 | 0
|  | 2811441480 | 40 / 1½" | 1 1/2" | 1 |  | 84.32 | 0 | 0
|  | 2811551480 | 50 / 2" | 2" | 1 |  | 108.46 | 0 | 0
|  |  | AIRnet Φ | Threaded Outlet Φ | Lot Size
Female Connector - NPT PM Series
|  | 2811661490 | 63 / 2½" | 2 1/2" | 1 |  | 176.4 | 0 | 0
|  | 2811771490 | 80 / 3" | 3" | 1 |  | 201.76 | 0 | 0
|  |  | AIRnet Φ | Threaded Outlet Φ | Lot Size
Use with Adapters/Threaded Connectors to make additional pipe reductions or thread black iron pipes directly | Adapter Kit - NPT - (replace any PF/PM Series nut to create an NPT fitting) | 2811002080 | 20 / ¾" | 3/8" | 1 |  | 49.2 | 0 | 0
|  | 2811102080 | 20 / ¾" | 1/2" | 1 |  | 48.85 | 0 | 0
|  | 2811202080 | 25 / 1" | 1/2" | 1 |  | 56.75 | 0 | 0
|  | 2811212080 | 25 / 1" | 3/4" | 1 |  | 63.61 | 0 | 0
|  | 2811422080 | 40 / 1½" | 1" | 1 |  | 84.6 | 0 | 0
|  | 2811542080 | 50 / 2" | 1 1/2" | 1 |  | 99.52 | 0 | 0
|  | 2811552080 | 50 / 2" | 2" | 1 |  | 108.58 | 0 | 0
|  | 2811652090 | 63 / 2 1/2" | 2" | 1 |  | 197.15 | 0 | 0
|  | 2811662080 | 63 / 2 1/2" | 2 1/2" | 2 |  | #N/A | #N/A | #N/A
|  | 2811762090 | 80 / 3" | 2 1/2" | 1 |  | 246.25 | 0 | 0
|  | 2811772090 | 80 / 3" | 3" | 1 |  | 250.35 | 0 | 0
Return to Menu
Bill of Materials
Top of Page

## HANGING MATERIAL
|  | Hanging Material |  |  |  | Enter Qty Here
| Sub Category | Part Number | Size mm/in | Additonal Info | Lot Size | Qty | Your Price | List Price | Total
CLIPS, BRACKETS, ADAPTERS, AND SUPPORTS | Pipe Clips |  | AIRnet Φ mm / inch | Thread
|  | 2811112220 | 20 / ¾" | 1/4" UNC | 20 |  | 51.4 | 0 | 0
|  | 2811212220 | 25 / 1" | 1/4" UNC | 20 |  | 54.88 | 0 | 0
|  | 2811412220 | 40 / 1½" | 1/4" UNC | 20 |  | 69.19 | 0 | 0
|  | 2811512220 | 50 / 2" | 1/4" UNC | 20 |  | 75.72 | 0 | 0
|  | 2811612220 | 63 / 2½" | 5/16" UNC | 20 |  | 163.49 | 0 | 0
|  | 2811712220 | 80 / 3" | 5/16" UNC | 20 |  | 178.35 | 0 | 0
|  | 1312101361 | 100 / 4" | 3/8" UNC | 1 |  | 27.36 | 0 | 0
|  | 2810912210 | 158 / 6" | 3/8" UNC | 10 |  | 218.38 | 0 | 0
| Pipe Clip Spacers |  |  | Height (mm)
|  | 2811002710 | 20-25 / 3/4"-1" | 15 | 10 |  | 21.73 | 0 | 0
|  | 2811012710 | 40-50 / 1 1/2"- 2" | 20 | 10 |  | 43.28 | 0 | 0
|  | 2811022710 | 63-80 / 2 1/2" - 3" | 30 | 10 |  | 59.66 | 0 | 0
|  | 2810032710 | 100 / 4" | 50 | 10 |  | 240.05 | 0 | 0
| Adapter Bolts (to adapt 3/4"- 3" pipe clips to 3/8" all thread) |  | Size | Comment
|  | 2811017200 | 1/4" UNC - 3/8" UNC | Use with 3/4" - 2" Pipe Clips | 1 |  | 3.21 | 0 | 0
|  | 2811027200 | 5/16" UNC - 3/8" UNC | Use with 2 1/2" & 3" Pipe Clips | 1 |  | 3.76 | 0 | 0
|  | 2811037200 | M10 - 3/8" UNC | Use with 6" Pipe Clips | 1 |  | #REF! | #N/A | #REF!
Hanging from Beams | Screw Beam Clamps |  | Size | Comment
|  | 1310074482 | 1/4" | Use with 3/4" - 2" Pipe Clips | 1 |  | 5.15 | 0 | 0
|  | AIRNET3610 |  |  | 1 |  | 2.92 | 0 | 0
|  | 1310074483 | 5/16" | Use with 2 1/2" - 3" Pipe Clips | 1 |  | 7.48 | 0 | 0
|  | 2810003610 | 3/8" | Use with 4 & 6" Pipe Clips | 10 |  | #N/A | #N/A | #N/A
| All Thread / Threaded Rod |  | Size | Comment
|  | 1310074250 | 1/4" | Use with 3/4" - 2" Pipe Clips | 1 |  | 2.76 | 0 | 0
|  | 1310074413 | 5/16" | Use with 2 1/2" & 3" Pipe Clips | 1 |  | 6.94 | 0 | 0
|  | 1310073618 | 3/8" | Use with 4 & 6" Pipe Clips | 1 |  | 9.21 | 0 | 0
Mounting Options | Strut Channel - (C Profile) |  | Length
|  | 2810003005 | 6' | Use with wall bracket (below) | 1 |  | #REF! |  | #REF!
Wall Bracket -(used to attach Strut Channel to wall)
|  | 2810003105 |  | Attach strut channel (above) to wall | 1 |  | #REF! |  | #REF!
| Cantilever Arm |  | Length
|  | 2810013200 | 21" |  | 1 |  | #REF! | 0 | #REF!
|  | 2810003205 | 12" |  | 5 |  | 123.32 | 0 | 0
Gripple Hangers | Loop Hangers |  | Length
| Ideal Use - Hanging from beams | 2810023805 | 5' length |  | 5 |  | #N/A | #N/A | #N/A
| Ideal Use - Hanging from beams | 2810023810 | 5' length |  | 10 |  | 106.94 | 0 | 0
|  | 2810033805 | 15' length |  | 5 |  | #N/A | #N/A | #N/A
|  | 2810033810 | 15' length |  | 10 |  | 141.32 | 0 | 0
| 1/4" Stud Hangers |  | Length
| Ideal Use - with pipe clip 3/4" -2" | 2810043805 | 5' length |  | 5 |  | #N/A | #N/A | #N/A
| Ideal Use - with pipe clip 3/4" -2" | 2810043810 | 5' length |  | 10 |  | 103.94 | 0 | 0
|  | 2810053805 | 15' length |  | 5 |  | #N/A | #N/A | #N/A
|  | 2810053810 | 15' length |  | 10 |  | 153.29 | 0 | 0
| 90° Eyelet Hangers |  | Length
| Ideal Use - with powder actuated devices | 2810063805 | 5' length |  | 5 |  | #N/A | #N/A | #N/A
| Ideal Use - with powder actuated devices | 2810063810 | 5' length |  | 10 |  | 108.72 | 0 | 0
|  | 2810073805 | 15' length |  | 5 |  | #N/A | #N/A | #N/A
|  | 2810073810 | 15' length |  | 10 |  | 139.4 | 0 | 0
Return to Menu
Bill of Materials
Top of Page
4" & 6" Diameter shown
3/4"-2" Diameter shown
Recommended - 3 pipe clips per full length of pipe ***See assembly instructions for detais***
Use these adapter bolts if you choose to use 3/8" all thread on pipe clips (instead of 1/4" & 5/16").

## TOOLS
|  | Tools |  |  |  | Enter Qty Here
| Sub Category | Part Number | Size mm / in | Additonal Info | Lot Size | Qty | Your Price | Total
Tools | ***Pipe Depth Gauge***
|  | 2811022990 |  | (Sizes 3/4" - 6") | 1 |  | 3.88 | 0
***A must for any installation***
Pipe Deburrer
|  | 2810014100 | 3/4" - 2" | PF Series - Metal | 1 |  | 131.89 | 0
|  | 2810084100 | 2 1/2" - 3" | 2 handle deburrer | 1 |  | 894.16 | 0
| Pen Style Deburrer | 2810004200 | 3/4" - 4" | Used to debur quick drop holes | 1 |  | 22.3 | 0
|  | 2810064100 | 2" - 6" | Used to debur quick drop holes & Large Pipe | 1 |  | 33.32 | 0
| Hole Saw |  |  | Comment
|  | 2810004300 | 19mm / 3/4" | Classic Series 1" drops & Threaded 3/4" drops | 1 |  | #REF! | 0
|  | 2810014300 | 14mm / 9/16" | PF Series 1" | 1 |  | 5.34 | 0
|  | 2810024300 | 24mm / 1" | PF Series 1 1/2" - 3" | 1 |  | 5.75 | 0
Drill Arbor for Hole Saw
|  | 2810004400 | 1" - 3" |  | 1 |  | 7 | 0
L Keys
|  | 2811014900 |  |  | 1 |  | 1.13 | 0
Pipe Cutters
|  | 2810004000 | 3/4" - 1 1/2" |  | 1 |  | 110.87 | 0
|  | 2810014000 | 2"- 3" |  | 1 |  | 221.79 | 0
|  | 2810024000 | 4"- 6" |  | 1 |  | 309.24 | 0
|  | 2810064080 | 110V Electric | All sizes - 3/4" - 6" | 1 |  | 827.26 | 0
Slide Fluid (water based)
|  | 2810014800 |  | 1/2 liter bottle | 1 |  | 14.21 | 0
|  | 1312100945 |  | 4 liter bottles (Qty - 4) | 4 |  | 192.27 | 0
| Spanner Wrenches - PF Series |  | 3/4"-2" - Push to Connect - ***Do not tighten fittings on these 4 sizes***
|  | 2811102800 | 20 / ¾" | Push to connect (only use when disassembling) | 1 |  | 4.37 | 0
|  | 2811202800 | 25 / 1" | Push to connect (only use when disassembling) | 1 |  | 3.43 | 0
|  | 2811402800 | 40 / 1½" | Push to connect (only use when disassembling) | 1 |  | 36.95 | 0
|  | 2811502800 | 50 / 2" | Push to connect (only use when disassembling) | 1 |  | 39.72 | 0
|  | 2811602890 | 63 / 2½" | Use on Nut of Fitting (PM Series) | 1 |  | 47.84 | 0
|  | 2811662890 | 63 / 2½" | Use on Body of Fitting (PM Series) | 1 |  | 52.04 | 0
|  | 2811702890 | 80 / 3" | Use on Nut of Fitting (PM Series) | 1 |  | 47.94 | 0
|  | 2811772890 | 80 / 3" 63mm / 2.5" - Adapter Union | Use on Body of 3" Fitting (PM Series) & 2 1/2" NPT Union Adapter Fitting. | 1 |  | 52.62 | 0
|  | 2811772891 | 80 / 3" | 3" NPT Adapter Kit | 1 |  | 49.14 | 0
Strap Wrench
|  | 2810802800 | 40 / 1½" - 80 / 3" | Optional / Alternative | 1 |  | 73.99 | 0
Hex Head Sockets
|  | 4027132308 | 100 / 4" | Hex Drive Socket - 8mm | 1 |  | 98.76 | 0
|  | 462360123 | 158 / 6" | Hex Drive Socket - 10mm | 1 |  | 18.19 | 0
Tool Box
|  | 2811004500 | 3/4" - 2" | PF Series | 1 |  | 506.33 | 0
|  | 2811024500 | 2 1/2" - 6" | PM & Large Series | 1 |  | 1008.65 | 0
Torque Wrench
|  | 462101105 |  | Torque Head only | 1 |  | #REF! | #REF!
|  | 462709421 |  | Wrench (with head) | 1 |  | #REF! | #REF!
Return to Menu
Bill of Materials
Top of Page
The most important assembly tool for a leak free installation!
Used to tighten Quick Drops
Used to debur Quick Drop holes
3/4" - 2" sizes do not require spanner wrenches for installation - fittings are push to connect (see assembly instructions).
Click here to see content of tool Kits
Holes saw used to installation of Quick Drops
A must for sizes 1 1/2" or greater.

## ACCESSORIES, HOSES
|  | Accessories & Hoses |  |  |  | Enter Qty Here
Accessories | Sub Category | Part Number | Size mm / in | Additonal Info | Lot Size | Qty | Your Price | List Price | Total
Accessories | FRL's - Filter Regulators Lubricators |  |  | Description
|  | 2813920004 | 3/4" | Pressure Regulator | 1 |  | 191.93 | 0 | 0
|  | 2813920006 | 1" | Pressure Regulator | 1 |  | 193.79 | 0 | 0
|  | 2813920018 | 3/4" | Filter Regulator | 1 |  | 182.84 | 0 | 0
|  | 2813920020 | 1" | Filter Regulator | 1 |  | 183.26 | 0 | 0
|  | 2813920030 | 3/4" | Filter+Regulator+Lubricator | 1 |  | 326.62 | 0 | 0
|  | 2813920032 | 1" | Filter+Regulator+Lubricator | 1 |  | 333.33 | 0 | 0
|  | 2813920011 | 3/4" | Auto Drain | 1 |  | 157.66 | 0 | 0
|  | 2813920013 | 1" | Auto Drain | 1 |  | 164.48 | 0 | 0
Reducing Bushing
|  | 1312100325 | 1/2"m x 1/4"f |  | 1 |  | 3.66 | 0 | 0
|  | 1312100326 | 1/2"m x 3/8"f |  | 1 |  | 3.68 | 0 | 0
|  | 1312100335 | 3/4"m x 1/2"f |  | 1 |  | 16.69 | 0 | 0
|  | 1310203228 | 1"m x 3/4"f |  | 1 |  | 5.77 | 0 | 0
|  | 1310072403 | 1 1/2"m x 1"f |  | 1 |  | 10.29 | 0 | 0
|  | 1310201169 | 2"m x 1 1/2"f |  | 1 |  | 15.43 | 0 | 0
|  | 1310256325 | 2 1/2"m x 2"f |  | 1 |  | 33.68 | 0 | 0
|  | 1310256514 | 3"m x 2"f |  | 1 |  | 36.66 | 0 | 0
|  | 1310256082 | 3"m x 2 1/2"f |  | 1 |  | 44.92 | 0 | 0
| M-M Threaded Hex Nipples |  |  |  |  | 1
|  | 2811007700 | 1/2" Male x 1/2" Male |  | 1 |  | 11.49 | 0 | 0
|  | 2811117700 | 3/4" Male x 3/4" Male |  | 1 |  | 23.19 | 0 | 0
|  | 2811227700 | 1" Male x 1" Male |  | 1 |  | 39.89 | 0 | 0
|  | 2811447700 | 1 1/2" Male x 1 1/2" Male |  | 1 |  | 48.96 | 0 | 0
|  | 2811557700 | 2" Male x 2" Male |  | 1 |  | 71.26 | 0 | 0
| Female Threaded Nipples - NPT |  |  |  |  | 7
|  | 2811007900 | 1/2" Female x 1/2" Female |  | 1 |  | 15.34 | 0 | 0
|  | 2811117900 | 3/4" Female x 3/4" Female |  | 1 |  | 26.37 | 0 | 0
|  | 2811227900 | 1" Female x 1" Female |  | 1 |  | 41.97 | 0 | 0
|  | 2811337900 | 1 1/4" Female x 1 1/4" Female |  | 1 |  | 43.17 | 0 | 0
|  | 2811447900 | 1 1/2" Female x 1 1/2" Female |  | 1 |  | 51.26 | 0 | 0
|  | 2811557900 | 2" Female x 2" Female |  | 1 |  | 77.56 | 0 | 0
| Flexible Hoses |  |  | Length |  |  |  | #N/A
|  | 1312100950 | 3/4" straight | 2 1/2 ft | 1 |  |  | 0
|  | 1312100951 | 3/4" straight | 4.9 ft | 1 |  |  | 0
|  | 1312100952 | 1" straight | 2 1/2 ft | 1 |  |  | 0
|  | 1312100953 | 1" straight | 4.9 ft | 1 |  |  | 0
|  | 1312100954 | 1 1/2"" straight | 4.9 ft | 1 |  |  | 0
|  | 1312100955 | 2" straight | 4.9 ft | 1 |  |  | 0
#N/A
Quick Connect Safety Couplers
|  | 1312100941 | 1/4" FNPT | ARO Profile- 1/4" body style | 1 |  | 82.01 | 0 | 0
|  | 1312100942 | 1/2" MNPT | ARO Profile- 1/4" body style | 1 |  | 82.03 | 0 | 0
|  | 1312100946 | 1/4" FNPT | Ind. Interchange- 1/4" body style | 1 |  | 30.91 | 0 | 0
|  | 1312100947 | 1/2" MNPT | Ind. Interchange- 1/4" body style | 1 |  | 30.91 | 0 | 0
Quick Connect Plugs
|  | 1312100943 | 1/4"FNPT | ARO Profile Plug | 1 |  | #REF! |  | #REF!
|  | 1312100944 | 1/4" MNPT | ARO Profile Plug | 1 |  | #REF! |  | #REF!
|  | 1312100948 | 1/4"FNPT | Industrial Interchange Plug | 1 |  | #REF! |  | #REF!
|  | 1312100949 | 1/4" MNPT | Industrial Interchange Plug | 1 |  | #REF! |  | #REF!
Spiral Hoses
|  | 1310072290 | 12 ft |  | 1 |  | 39.31 | 0 | 0
|  | 1310072293 | 1/4" | 50 ft - (Open reel) | 1 |  |  | 0
|  | 1310072294 | 3/8" | 50 ft - (Open reel) | 1 |  |  | 0
|  | 1310072295 | 3/8" | 30 ft - (Open reel) | 1 |  |  | 0
|  | 1310072373 | 1/4" | 50 ft (Enclosed reel) | 1 |  |  | 0
#N/A
#N/A
#N/A
#N/A
#N/A
| Shop Hose | [6 empty] | #N/A
|  | 1310072296 | 25 ft |  | 1 |  |  | 0
|  | 1310072297 | 50 ft |  | 1 |  |  | 0
#N/A
#N/A
Return to Menu
Bill of Materials
Top of Page

## Spare Parts
|  | Spare Parts |  |  |  | Enter Qty Here
Spare Parts | Sub Category | Part Number | Size mm / in | Additonal Info | Lot Size | Qty | Your Price | List Price | Total
|  | 2810106610 |  | Replacement for Quick Drops | 10 |  | #REF! | #N/A | #REF!
|  | 2811206510 | 25 / 1" | PF Quick Drop - Contour Seal | 10 |  | 39.91 | 0 | 0
|  | 2811406510 | 40-50 / 1 1/2"-2" | PF Quick Drop - Contour Seal | 10 |  | 31.79 | 0 | 0
|  | 2811606510 | 63-80 / 2 1/2"-3" | PF Quick Drop - Oring (std) | 10 |  | 16.6 | 0 | 0
|  | 2810806010 | 100 /4" | Bolts & clips for (4") equal socket | 10 |  | #REF! |  | #REF!
Spare Seals 4" Equal Unions
|  | 2810826505 | 4" |  | 5 |  | #REF! |  | #REF!
|  | 2810816505 | 4" | Vacuum Seal | 5 |  | #REF! |  | #REF!
Return to Menu
Bill of Materials

## Tool Box Contents
Small Tool Box Designed for Installation of 3/4" (20mm) - 2" (50mm)
***Contents of Tool boxes may change without notice***
Large Tool Box Designed for Installation of 2 1/2" (63mm) - 6" (158mm)
***Contents of Tool boxes may change without notice***
***Contents of tool kits are subject to change without notification***

## 3 Series of Fittings
3 Series | Size | Material | Install Method |  |  |  | AIRnet 3 Series - One Great Product Offering!
PF (Pre-Fit) | 20-50mm (3/4" - 2") | Polymer fittings | Installation - push to connect - design | PF Series | PM Series | Large Series
●PF Series - Push to Fit 3/4" - 2" diameter
PM (Pre-Marked) | 63-80mm (2 1/2" - 3" | Aluminum Fittings | Installation push to connect with safety set screw - design |  |  |  |  | ●PM Series - Pre Marked 2 1/2" & 3" diameter
●LARGE Series 4" & 6" diameter
Large | 100-158mm ( 4" & 6") | Aluminum - Steel fittings | Installation each pipe and fitting connection requires equal unions to connect - tighten (2) hex head screws - design
Each Series offers fast and easy assembly methods
The assembly methods of each of the 3 series is the fastest in the Inudustry.
No high priced, specialized tooling for any assembly method.
Please consult assembly guide for details.
●PF Series - Push to Fit 3/4" - 2" diameter
●PM Series - Pre Marked 2 1/2" & 3" diameter
●LARGE Series 4" & 6" diameter
Return to Menu

## QDrop Fitting Info
Return to Menu
The Quick Drop Fittings
Used to create a drop from the header pipe without the risk of condensation contamination to tools and equipment (that could result in premature failures).
Traditional fittings - (1) equal tee, & (2) elbows. In a traditional system, tee's should never point down from a header pipe. This allows the condesation that forms in the header to migrate down to your tools and equipment. For this reason you need to use additional elbows to bring the pipe back down towards the floor.
● With the Quick Drop you only need one fitting. They attach around the outside of the pipe, sealing
with an oring (pictured right). A hole is drilled into the side (or top depending on orientation) of the
pipe which keeps condensation in the bottom half of the pipe to be drained back to the receiver tank
or to a drip leg.
● The quick drop fitting comes with a drilling jig built into the fitting. No specialized tools required.
● The quick drop fitting literally takes a matter of a few minutes to install and can be installed after the header is complete. This makes for a very quick installation of both the header (no cutting of pipes everytime a drop is required) and the drops. Drops can be added anytime in the future as needed providing you with a leak free connection.
● The Quick drop fitting is available in two sizes (3/4" & 1") as well as NPT threaded connections - to connect your pressure gauges , tools, or hoses directly. This selection allows you to configure your system in many ways